## Sheet1
Customer name:
Customer number:
Contact details of the seller:
|  | 03/02/2026 |  |  | All prices VAT 0%. All rights reserved.
MX-code | HVAC number | Title | Unit | RRP | Category | No | EAN
157450 | 3488832 | MX-Filter fabric 2,0x100m N1 - 1NG (200m²) | rl | 237,67 | Class N1 (Norgeospec 2012) | 174 | 6430050416768
157455 | 3488833 | MX-Filter fabric 4,0x100m N1 - 1NG (400m²) | rl | 516,64 | Class N1 (Norgeospec 2012) | 174 | 6430050416782
157460 | 3488834 | MX-Filter fabric 5,0x100m N1 - 1NG (500m²) | rl | 606,70 | Class N1 (Norgeospec 2012) | 174 | 6430050416799
157465 | 3488835 | MX-Filter fabric 6,0x100m N1 - 1NG (600m²) | rl | 728,05 | Class N1 (Norgeospec 2012) | 174 | 6430050417055
157470 | 3488836 | MX-Filter fabric 2,0x100m N2 - 2NG (200m²) | rl | 322,44 | Class N2 (Norgeospec 2012) | 175 | 6430050417109
157475 | 3488837 | MX-Filter fabric 4,0x100m N2 - 2NG (400m²) | rl | 641,37 | Class N2 (Norgeospec 2012) | 175 | 6430050417116
157480 | 3488838 | MX-Filter fabric 5,0x100m N2 - 2NG (500m²) | rl | 801,50 | Class N2 (Norgeospec 2012) | 175 | 6430050417123
157485 | 3488839 | MX-Filter fabric 6,0x100m N2 - 2NG (600m²) | rl | 961,84 | Class N2 (Norgeospec 2012) | 175 | 6430050417130
157486 | 3488848 | MX-Filter fabric 2,0x100m N3 - 3NG (200m²) | rl | 457,60 | Class N3 (Norgeospec 2012) | 176 | 6430050410322
157487 | 3488849 | MX-Filter fabric 3,0x100m N3 - 3NG (300m²) | rl | 686,40 | Class N3 (Norgeospec 2012) | 176 | 6430050410469
157488 | 3488847 | MX-Filter fabric 3,5x100m N3 - 3NG (350m²) | rl | 800,80 | Class N3 (Norgeospec 2012) | 176 | 6430050410162
157490 | 3488840 | MX-Filter fabric 4,0x100m N3 - 3NG (400m²) | rl | 915,30 | Class N3 (Norgeospec 2012) | 176 | 6430050417147
157495 | 3488841 | MX-Filter fabric 5,0x100m N3 - 3NG (500m²) | rl | 1144,08 | Class N3 (Norgeospec 2012) | 176 | 6430050417154
157500 | 3488842 | MX-Filter fabric 6,0x100m N3 - 3NG (600m²) | rl | 1372,90 | Class N3 (Norgeospec 2012) | 176 | 6430050417192
157505 | 3488843 | MX-Filter fabric 5,0x100m N4 - 4NG (500m²) | rl | 1399,66 | Class N4 (Norgeospec 2012) | 177 | 6430050417208
157510 | 3488844 | MX-Filter fabric 6,0x100m N4 - 4NG (600m²) | rl | 1800,01 | Class N4 (Norgeospec 2012) | 177 | 6430050417215
157515 | 3488845 | MX-Filter fabric 5,0x75m N5 - 5NG (375m²) | rl | 2062,43 | Class N5 (Norgeospec 2012) | 178 | 6430050417222
157520 | 3488846 | MX-Filter fabric 6,0x75m N5 - 5NG (450m²) | rl | 2652,23 | Class N5 (Norgeospec 2012) | 178 | 6430050417239
157300 |  | Filter fabric 1.2 x 7.5m (9m²) | pkg | 19,90 | Small packages | 262
157305 |  | Filter fabric 1,2 x 15m (18m2) | pkg | 27,19 | Small packages | 180 | 6430010810490
157310 |  | Filter fabric 4 x 5m (20m2) | pkg | 32,00 | Small packages | 180 | 6430010810032
157315 |  | Filter fabric 10 x 5m (50m2) | pkg | 72,05 | Small packages | 180 | 6430010810049
157320 |  | Filter fabric 25 x 5m (125m2) | pkg | 168,38 | Small packages | 180 | 6430010810056
157999 |  | MIRAGRID GX 30/30 | rl | 1480,00 | Geo grids | 181
158001 |  | Reinforcement mesh MIRAGRID GX 35/35 5.2x50m | rl | 950,00 | Geo grids | 181
158000 |  | Geogrid MIRAGRID GX 35/35 5,2x100m | rl | 1929,20 | Geo grids | 181
158002 |  | Geogrid MIRAGRID GX 40/40 | rl | 1915,00 | Geo grids | 181
158005 |  | Geogrid MIRAGRID GX 55/55 5,2x100m | rl | 2303,60 | Geo grids | 181
158008 |  | Geogrid MIRAGRID GX 80/80 | rl | 3080,00 | Geo grids | 181
158020 |  | Geolon Hmi-5 reinforcement fabric 5.2x100m (520m2) | rl | 2950,00 | Geo grids | 181
158025 |  | MIRAFI Geolon PP 40 | rl | 965,00 | Geo grids | 181
158030 |  | MIRAFI Geolon PET 70S | rl | 1855,00 | Geo grids | 181
158035 |  | MIRAFI Geolon PET 150S | rl | 5810,00 | Geo grids | 181
158040 |  | MIRAGRID PEC 40/40 5,30x100 | rl | 2600,00 | Geo grids | 181
158042 |  | MIRAGRID PEC 75/75 5,30x100 | rl | 3350,00 | Geo grids | 181
158015 |  | Rock PEC 40/40 geocomposite | rl | 3100,00 | Geo grids | 181
158017 |  | Miragrid PEC 75/75 5,30x100 | pcs | 3500,00 | Geo grids | 181
167610 |  | Drainage mat DC 402E 2x25m=50m² | rl | 730,00 | Drain carpets | 280
167615 |  | Drainage mat DC 602E 2x25m=50m² | rl | 883,00 | Drain carpets | 280
167602 |  | Drainage mat Megadrain S 38-215 2,4x33m=79,2m2 | rl | 1432,16 | Drain carpets | 280
167613 |  | FABRINET DC 502 2X50M | rl | 1500,00 | Drain carpets | 280
159700 |  | MX-Metal coated structural steel 900x5000 | pcs | 194,15 | Geo plates | 240 | 6430050415778
159702 |  | Lipping for MX-pipe grate 180x2750mm | pcs | 52,40 | Geo plates | 240
735250 | 3488850 | MX-H400 filter fabric 6.0x50m (300m²) | rl | 900,00 |  | 178 | 6430050412494
735255 | 3488851 | MX-H500 filter fabric 6.0x50m (300m²) | rl | 1200,00 |  | 178 | 6430050415075
735260 | 3488852 | MX-H600 filter fabric 6.0x50m (300m²) | rl | 1500,00 |  | 178 | 6430050415068
708245 |  | Finnfoam FL-300 100mm 585x2485mm | pcs | 25,12 | XPS | 193 | 6418711231004
708240 |  | Finnfoam FL-300 70mm 585x2485mm | pcs | 17,11 | XPS | 193 | 6418711230700
708235 |  | Finnfoam FL-300 50mm 585x2485mm | pcs | 12,18 | XPS | 193 | 6418711230502
152365 |  | EPS channel 50/58x1000mm (2 ) | pcs | 14,24 | Pipe insulation channels | 192
152375 | 3140512 | EPS channel 75/50x1000mm (2 ) | pcs | 17,06 | Pipe insulation channels | 192
152385 | 3140519 | EPS channel 165/50x1000mm (2 ) | pcs | 36,50 | Pipe insulation channels | 192
152370 |  | EPS channel 63/51x1000mm (2 ) | pcs | 15,65 | Pipe insulation channels | 192
152360 |  | EPS channel 43/47x1000mm (2 ) | pcs | 12,84 | Pipe insulation channels | 192
152380 | 3140516 | EPS channel 115/50x1000mm (2 ) | pcs | 23,50 | Pipe insulation channels | 192
152310 | 3140307 | EPS channel 43/30 (2 halfs ) | pcs | 10,40 | Pipe insulation channels | 192
152315 | 3140308 | EPS channel 50/30 (2 halfs ) | pcs | 11,05 | Pipe insulation channels | 192
152320 | 3140311 | EPS channel 63/30 (2 halfs ) | pcs | 11,36 | Pipe insulation channels | 192
152305 | 3140306 | EPS channel 35/30 (2 halfs) | pcs | 8,46 | Pipe insulation channels | 192
152335 | 3140315 | EPS channel 105/30 (2 halfs ) | pcs | 15,57 | Pipe insulation channels | 192 | 6418378310531
152300 | 3140305 | EPS channel 28/30 (2 halfs ) | pcs | 7,37 | Pipe insulation channels | 192
152340 | 3140316 | EPS channel 115/30 (2 halfs ) | pcs | 18,66 | Pipe insulation channels | 192
152345 | 3140319 | EPS channel 165/30 (2 halfs ) | pcs | 25,82 | Pipe insulation channels | 192
152325 | 3140312 | EPS channel 76/30 (2 halfs ) | pcs | 11,94 | Pipe insulation channels | 192
152350 |  | EPS channel 43/50x1200mm (2 ) | pcs | 8,96 | Pipe insulation channels | 192
152355 |  | EPS channel 76/50x1200mm (2 ) | pcs | 12,71 | Pipe insulation channels | 192
100105 | 2513335 | Culvert pipe 400/347 mm x 6 m SN8 with socket | pcs | 495,51 | Drumpipes | 173 | 6430010812777
100110 | 2513336 | Culvert pipe 450/400 mm x 6 m SN8 with socket | pcs | 688,99 | Drumpipes | 173 | 6430010812784
100115 | 2513337 | Culvert pipe 560/500 mm x 6 m SN8 with socket | pcs | 1055,49 | Drumpipes | 173 | 6430010812807
100120 | 2513338 | Culvert pipe 670/600 mm x 6 m SN8 with socket | pcs | 1719,30 | Drumpipes | 173 | 6430010812821
100125 | 2513339 | Culvert pipe 900/800 mm x 6 m SN8 with socket | pcs | 2677,35 | Drumpipes | 173 | 6430010812838
100140 |  | Culvert pipe 1190/1000mm x 6m SN8 with socket | pcs | 4328,15 | Drumpipes | 173
100505 |  | Culvert pipe 1370/1200 mm x 6m SN8 with socket | pcs | 5081,24 | Drumpipes | 173
100245 | 2513357 | Culvert pipe 160/140 mm x 8 m SN8 without socket | pcs | 111,42 | Drumpipes | 171 | 6430010812845
100250 | 2513358 | Culvert pipe 200/178 mm x 8 m SN8 without socket | pcs | 189,94 | Drumpipes | 171 | 6430010812852
100255 | 2513359 | Culvert pipe 250/223 mm x 8 m SN8 without socket | pcs | 264,51 | Drumpipes | 171 | 6430010812869
100260 | 2513360 | Culvert pipe 315/275 mm x 8 m SN8 without socket | pcs | 381,83 | Drumpipes | 171 | 6430010812876
100265 | 2513361 | Culvert pipe 400/347 mm x 8 m SN8 without socket | pcs | 660,77 | Drumpipes | 173 | 6430010812883
100270 | 2513362 | Culvert pipe 450/400 mm x 8 m SN8 without socket | pcs | 918,63 | Drumpipes | 173 | 6430010812890
100275 | 2513363 | Culvert pipe 560/500 mm x 8 m SN8 without socket | pcs | 1407,27 | Drumpipes | 173 | 6430010812906
100280 | 2513364 | Culvert pipe 670/600 mm x 8 m SN8 without socket | pcs | 2292,32 | Drumpipes | 173 | 6430010812913
100285 | 2513365 | Culvert pipe 900/800 mm x 8 m SN8 without socket | pcs | 3371,43 | Drumpipes | 173 | 6430010812920
100005 | 2513318 | Culvert pipe 160/140 mm x 6 m SN4 with socket | pcs | 61,20 | Drumpipes | 171 | 6430010812579
100010 | 2513319 | Culvert pipe 200/178 mm x 6 m SN4 with socket | pcs | 93,86 | Drumpipes | 171 | 6430010812586
100015 | 2513320 | Culvert pipe 250/223 mm x 6 m SN4 with socket | pcs | 136,68 | Drumpipes | 171 | 6430010812609
100020 | 2513321 | Culvert pipe 315/275 mm x 6 m SN4 with socket | pcs | 170,23 | Drumpipes | 171 | 6430010812623
100030 | 2513323 | Culvert pipe 400/347mm x 6m SN4 with socket | pcs | 300,99 | Drumpipes | 173 | 6430010812654
100040 | 2513325 | Culvert pipe 450/400 mm x 6 m SN4 with socket | pcs | 491,69 | Drumpipes | 173 | 6430010812661
100045 | 2513326 | Culvert pipe 560/500 mm x 6 m SN4 with socket | pcs | 888,61 | Drumpipes | 173 | 6430010812685
100050 | 2513327 | Culvert pipe 670/600 mm x 6 m SN4 with socket | pcs | 1121,69 | Drumpipes | 173 | 6430010812708
100055 | 2513328 | Culvert pipe 900/800 mm x 6 m SN4 with socket | pcs | 2181,83 | Drumpipes | 173 | 6430010812715
100060 | 2513329 | Culvert pipe 1120/1000 mm x 6 m SN4 with socket | pcs | 3617,18 | Drumpipes | 173 | 6430050412166
100025 | 2513322 | Culvert pipe 315/275 mm x 6 m SN4 without socket | pcs | 163,00 | Drumpipes | 171 | 6430010812616
100035 | 2513324 | Culvert pipe 400/347mm x 6m SN4 without socket | pcs | 267,66 | Drumpipes | 173 | 6430010812647
100225 | 2513353 | Culvert pipe 450/400mm x 8m SN4 without socket | pcs | 655,62 | Drumpipes | 173 | 6430050410353
100230 | 2513354 | Culvert pipe 560/500mm x 8m SN4 without socket | pcs | 1184,94 | Drumpipes | 173 | 6430050410360
100235 | 2513355 | Culvert pipe 670/600mm x 8m SN4 without socket | pcs | 1495,78 | Drumpipes | 173 | 6430050410377
100240 | 2513356 | Culvert pipe 900/800mm x 8m SN4 without socket | pcs | 2909,08 | Drumpipes | 173 | 6430050410384
100150 | 2513341 | Culvert pipe 110/95 mm x 6 m SN8 with sealing | pcs | 29,81 | Rainwater pipes | 171 | 6430010818953
100155 | 2513342 | Culvert pipe 160/140 mm x 6 m SN8 with sealing | pcs | 67,51 | Rainwater pipes | 171 | 6430010818960
100160 | 2513343 | Culvert pipe 200/178 mm x 6 m SN8 with sealing | pcs | 115,17 | Rainwater pipes | 171 | 6430010818977
100165 | 2513344 | Culvert pipe 250/223 mm x 6 m SN8 with sealing | pcs | 160,58 | Rainwater pipes | 171 | 6430010818984
100170 | 2513345 | Culvert pipe 315/275 mm x 6 m SN8 with sealing | pcs | 230,69 | Rainwater pipes | 171 | 6430010818991
100175 | 2513346 | Culvert pipe 400/347 mm x 6 m SN8 with sealing | pcs | 409,16 | Rainwater pipes | 173 | 6430010819004
100180 | 2513347 | Culvert pipe 450/400 mm x 6 m SN8 with sealing | pcs | 537,23 | Rainwater pipes | 173 | 6430050412982
100185 | 2513348 | Culvert pipe 560/500 mm x 6 m SN8 with sealing | pcs | 823,75 | Rainwater pipes | 173 | 6430050412999
100190 | 2513349 | Culvert pipe 670/600 mm x 6 m SN8 with sealing | pcs | 1788,08 | Rainwater pipes | 173 | 6430050413002
100195 | 2513350 | Culvert pipe 900/800 mm x 6 m SN8 with sealing | pcs | 2785,04 | Rainwater pipes | 173 | 6430050412975
100840 | 2513392 | MX-Double+ 160/138mm x 6m PP SN8 with sealing | pcs | 100,27 | Rainwater pipes | 171 | 6430050416478
100845 | 2513393 | MX-Double+ 200/176mm x 6m PP SN8 with sealing | pcs | 173,50 | Rainwater pipes | 171 | 6430050416485
100850 | 2513394 | MX-Double+ 250/200mm x 6m PP SN8 with sealing | pcs | 242,78 | Rainwater pipes | 171 | 6430050416492
100855 | 2513395 | MX-Double+ 315/276mm x 6m PP SN8 with sealing | pcs | 348,28 | Rainwater pipes | 171 | 6430050416508
100860 | 2513396 | MX-Double+ 400/346mm x 6m PP SN8 with sealing | pcs | 627,95 | Rainwater pipes | 171 | 6430050416515
100385 | 2513376 | Twinwall drainage pipe 110/95 mm x 6 m SN8 | pcs | 27,05 | Drainage pipes | 171 | 6430010813026
100390 | 2513377 | Twinwall drainage pipe 160/140 mm x 6 m SN8 | pcs | 67,51 | Drainage pipes | 171 | 6430010813033
100395 | 2513378 | Twinwall drainage pipe 200/178 mm x 6 m SN8 | pcs | 111,05 | Drainage pipes | 171 | 6430010819042
100520 | 2513388 | Twinwall drainage pipe 250/223 mm x 6 m SN8 | pcs | 205,67 | Drainage pipes | 171 | 6430010813002
100400 | 2513379 | Twinwall drainage pipe 315/275 mm x 6 m SN8 | pcs | 234,29 | Drainage pipes | 171 | 6430050414221
100420 | 2513380 | Twinwall drainage pipe 110/95 mm x 6 m SN8 without | pcs | 27,05 | Drainage pipes | 171 | 6430010819059
100425 | 2513381 | Twinwall drainage pipe 160/140 mm x 6 m SN8 withou | pcs | 67,51 | Drainage pipes | 171 | 6430010819066
100430 | 2513382 | Twinwall drainage pipe 200/178 mm x 6 m SN8 withou | pcs | 111,05 | Drainage pipes | 171 | 6430010813040
100525 | 2513389 | Twinwall drainage pipe 250/223 mm x 6 m SN8 withou | pcs | 205,67 | Drainage pipes | 171 | 6430010813057
100435 | 2513383 | Twinwall drainage pipe 315/275 mm x 6 m SN8 withou | pcs | 234,29 | Drainage pipes | 171 | 6430010813064
100310 | 2513367 | Twinwall drainage pipe 160/140 mm x 6 m SN4 | pcs | 65,10 | Drainage pipes | 171 | 6430010812944
100315 | 2513368 | Twinwall drainage pipe 200/178 mm x 6 m SN4 | pcs | 98,60 | Drainage pipes | 171 | 6430010812951
100515 | 2513390 | Twinwall drainage pipe 250/223 mm x 6 m SN4 | pcs | 190,85 | Drainage pipes | 171 | 6430010812982
100320 | 2513369 | Twinwall drainage pipe 315/275 mm x 6 m SN4 | pcs | 184,25 | Drainage pipes | 171 | 6430050414214
100345 | 2513371 | Twinwall drainage pipe 200/178 mm x 6 m SN4 withou | pcs | 98,60 | Drainage pipes | 171 | 6430010819028
100350 | 2513372 | Twinwall drainage pipe 250/223 mm x 6 m SN4 withou | pcs | 145,04 | Drainage pipes | 171 | 6430010812975
100355 | 2513373 | Twinwall drainage pipe 315/275 mm x 6 m SN4 withou | pcs | 184,25 | Drainage pipes | 171 | 6430010812999
100360 | 2513374 | Twinwall drainage pipe 400/347 mm x 6 m SN4 withou | pcs | 309,95 | Drainage pipes | 173 | 6430010813019
100365 | 2513375 | Twinwall drainage pipe 450/400 mm x 6 m SN4 withou | pcs | 384,87 | Drainage pipes | 173 | 6430010819035
100370 | 2513391 | Twinwall drainage pipe 560/500 mm x 6 m SN4 withou | pcs | 699,02 | Drainage pipes | 173 | 6430050416201
102140 | 2513307 | Flexible pipe bend 110 SN8 | pcs | 16,42 | Fittings and accessories | 172 | 6430010813088
102145 | 2513308 | Flexible pipe bend 110 SN8, with seal | pcs | 19,72 | Fittings and accessories | 172 | 6430010813095
102155 | 2513310 | Flexible branch 110 SN8 assembled | pcs | 45,60 | Fittings and accessories | 172 | 6430010813101
102150 | 2513309 | Y-branch 110/110 SN8 | pcs | 24,92 | Fittings and accessories | 172 | 6430010812456
102600 |  | T-branch 110, black | pcs | 19,96 | Fittings and accessories | 172
102160 |  | Rainwater sealing 100 | pcs | 3,33 | Fittings and accessories | 162 | 6430010812401
102190 | 2513312 | Rainwater sealing 160 mm | pcs | 5,22 | Fittings and accessories | 172 | 6430010813132
102200 | 2513313 | Rainwater sealing 200 mm | pcs | 7,19 | Fittings and accessories | 172 | 6430010813149
102205 | 2513314 | Rainwater sealing 250 mm | pcs | 7,56 | Fittings and accessories | 172 | 6430010813156
102210 | 2513315 | Rainwater sealing 315 mm | pcs | 19,08 | Fittings and accessories | 172 | 6430010813163
102220 | 2513316 | Rainwater sealing 400 mm | pcs | 19,72 | Fittings and accessories | 172 | 6430010813170
102225 |  | Rainwater sealing 450 | pcs | 37,69 | Fittings and accessories | 172
102226 |  | Rainwater sealing 450 NPM | pcs | 44,00 | Fittings and accessories | 172
102240 |  | Rainwater sealing 500 | pcs | 50,21 | Fittings and accessories | 172
102260 |  | Rainwater sealing 670 | pcs | 61,72 | Fittings and accessories | 172
102170 |  | Rainwater sealing 110 oil proof | pcs | 4,52 | Fittings and accessories | 172
102180 |  | Rainwater sealing 160 oil proof | pcs | 9,11 | Fittings and accessories | 172
102195 |  | Rainwater sealing 200 oil proof | pcs | 13,64 | Fittings and accessories | 172
102676 |  | SV gasket 250 oil-resistant | pcs | 19,83 | Fittings and accessories | 172
102678 |  | SV gasket 315 oil-resistant | pcs | 39,68 | Fittings and accessories | 172
102680 |  | SV gasket 400, oil-resistant | pcs | 47,10 | Fittings and accessories | 172
102682 |  | SV gasket 450, oil-resistant | pcs | 209,56 | Fittings and accessories | 172
102175 | 2513311 | MX rainwater sealing 110 | pcs | 1,37 | Fittings and accessories | 172 | 6430010819097
133465 |  | MX rainwater sealing 140 | pcs | 4,08 | Fittings and accessories | 225
102230 |  | Rainwater sealing 450, plug head | pcs | 37,69 | Fittings and accessories | 172
102245 |  | Rainwater sealing 560, plug head | pcs | 49,83 | Fittings and accessories | 172
102265 |  | Rainwater sealing 670, plug head | pcs | 51,07 | Fittings and accessories | 172
102880 |  | Rainwater sealing 900 mm, stab head | pcs | 119,00 | Fittings and accessories | 172
102280 |  | Rainwater sealing 1000, plug head | pcs | 70,28 | Fittings and accessories | 172
102885 |  | SV gasket 1200, socket end | pcs | 78,00 | Fittings and accessories | 262
102235 |  | Rainwater sealing 450, double socket | pcs | 37,69 | Fittings and accessories | 172
102250 |  | Rainwater sealing 560, double socket | pcs | 49,83 | Fittings and accessories | 172
102270 |  | Rainwater sealing 670, double socket | pcs | 66,39 | Fittings and accessories | 172
102275 |  | Rainwater sealing 900, double socket | pcs | 119,00 | Fittings and accessories | 172
102215 |  | SV gasket 315 / for MX-Luja riser pipe | pcs | 15,40 | Fittings and accessories | 262
102255 |  | Rainwater sealing 560 / to MX-luja | pcs | 49,83 | Fittings and accessories | 172
102305 | 2513265 | Socket for culvert pipe 160 mm SN4 | pcs | 15,06 | Fittings and accessories | 172 | 6430010813194
102310 | 2513266 | Socket for culvert pipe 200 mm SN4 | pcs | 22,38 | Fittings and accessories | 172 | 6430010813200
102325 | 2513268 | Socket for culvert pipe 315 mm SN4 | pcs | 21,63 | Fittings and accessories | 172 | 6430010813231
102285 |  | Socket for culver pipe 75mm SN4/SN8 black | pcs | 6,56 | Fittings and accessories | 172
102290 |  | Socket for culver pipe 110mm SN4/SN8 black | pcs | 4,96 | Fittings and accessories | 172
102295 |  | Socket for culver pipe 140mm SN4/SN8 black | pcs | 6,70 | Fittings and accessories | 172
102300 |  | Socket for culver pipe 160mm SN4/SN8 black | pcs | 9,22 | Fittings and accessories | 172
102320 | 2513267 | Socket for culvert pipe 250 mm SN4/SN8 | pcs | 22,88 | Fittings and accessories | 172 | 6430010813224
102340 | 2513270 | Socket for culvert pipe 400 mm SN4/SN8 | pcs | 64,48 | Fittings and accessories | 172 | 6430010813248
102315 |  | Socket for culver pipe 200mm SN8 black | pcs | 14,57 | Fittings and accessories | 172
102330 | 2513269 | Socket for culvert pipe 315mm SN8 | pcs | 26,97 | Fittings and accessories | 172 | 6430050410391
102345 |  | Socket for culver pipe 450mm SN4/SN8 black | pcs | 113,67 | Fittings and accessories | 172
102350 |  | Socket for culvert pipe 560 mm SN4/SN8 | pcs | 125,08 | Fittings and accessories | 172
102355 |  | Socket for culver pipe 670mm SN4/SN8 black | pcs | 153,22 | Fittings and accessories | 172
102360 |  | Socket for culver pipe 900mm SN4/SN8 black | pcs | 255,42 | Fittings and accessories | 172
128710 | 2606571 | Bottom element for drainage chamber 315 | pcs | 41,72 | Fittings and accessories | 209 | 6430010813118
102385 | 2606152 | Closed cover/bottom PE 110 black | pcs | 9,37 | Fittings and accessories | 172
102390 |  | Closed cover/bottom PE 110 blue | pcs | 8,86 | Fittings and accessories | 172
102395 | 2606153 | Closed cover/bottom PE 160 | pcs | 19,83 | Fittings and accessories | 172
102400 | 2606154 | Closed cover/bottom PE 200 | pcs | 22,74 | Fittings and accessories | 172
102405 | 2606155 | Closed cover/bottom PE 250 | pcs | 18,72 | Fittings and accessories | 172 | 6430050412906
102410 | 2513271 | Closed cover/bottom PE 315 | pcs | 15,68 | Fittings and accessories | 172 | 6430010813262
102415 | 2513272 | Closed cover/bottom PE 400 | pcs | 30,24 | Fittings and accessories | 172 | 6430010813279
102420 |  | Closed cover/bottom PE 455 | pcs | 93,22 | Fittings and accessories | 172
102425 | 2513273 | Closed cover/bottom PE 560 | pcs | 60,91 | Fittings and accessories | 172 | 6430050410407
102430 | 2513274 | Closed cover/bottom PE 670 | pcs | 89,50 | Fittings and accessories | 172 | 6430050414238
102423 |  | Sealed cover/base PE 500 | pcs | 111,57 | Fittings and accessories | 172
102435 |  | Pipe bend for 160-45 culvert pipe | pcs | 43,51 | Fittings and accessories | 172
102445 | 2513277 | Pipe bend 250-45 for culvert pipe | pcs | 86,22 | Fittings and accessories | 172 | 6430010813293
102455 | 2513276 | Pipe bend 200-87 for culvert pipe | pcs | 95,57 | Fittings and accessories | 172 | 6430010813316
102460 | 2513278 | Pipe bend 250-87 for culvert pipe | pcs | 141,86 | Fittings and accessories | 172 | 6430010813323
102465 | 2513280 | Pipe bend 315-87 for culvert pipe | pcs | 234,17 | Fittings and accessories | 172 | 6430010813330
102470 |  | Pipe bend for 160-90 culvert pipe | pcs | 78,90 | Fittings and accessories | 172 | 6430050414672
102550 |  | Pipe branch 160/160-45 for culvert pipe | pcs | 98,61 | Fittings and accessories | 172 | 6430050414689
102555 | 2513281 | Pipe branch 200/200-45 for culvert pipe | pcs | 134,56 | Fittings and accessories | 172 | 6430010813347
102560 | 2513283 | Pipe branch 250/250-45 for culvert pipe | pcs | 166,42 | Fittings and accessories | 172 | 6430010813354
102565 | 2513282 | Pipe branch 200/200-87 for culvert pipe | pcs | 127,81 | Fittings and accessories | 172 | 6430010813378
102570 | 2513284 | Pipe branch 250/250-87 for culvert pipe | pcs | 138,34 | Fittings and accessories | 172 | 6430010813385
102510 | 2513298 | Pipe bend 560-30 for culvert pipe SN8 | pcs | 780,40 | Fittings and accessories | 172 | 6430050412319
102515 | 2513302 | Pipe bend 670-30 for culvert pipe SN8 | pcs | 821,74 | Fittings and accessories | 172 | 6430050412357
102475 | 2513291 | Pipe bend 560-30 for culvert pipe SN4 | pcs | 718,17 | Fittings and accessories | 172 | 6430050412234
102480 | 2513294 | Pipe bend 670-30 for culvert pipe SN4 | pcs | 800,96 | Fittings and accessories | 172 | 6430050412265
102520 | 2513296 | Pipe bend 450-45 for culvert pipe SN8 | pcs | 752,69 | Fittings and accessories | 172 | 6430050412296
102525 | 2513299 | Pipe bend 560-45 for culvert pipe SN8 | pcs | 800,96 | Fittings and accessories | 172 | 6430050412326
102530 | 2513301 | Pipe bend 670-45 for culvert pipe SN8 | pcs | 890,78 | Fittings and accessories | 172 | 6430050412340
102485 | 2513289 | Pipe bend 450-45 for culvert pipe SN4 | pcs | 683,63 | Fittings and accessories | 172 | 6430050412210
102490 | 2513292 | Pipe bend 560-45 for culvert pipe SN4 | pcs | 759,62 | Fittings and accessories | 172 | 6430050412241
102535 | 2513297 | Pipe bend 450-90 for culvert pipe SN8 | pcs | 828,68 | Fittings and accessories | 172 | 6430050412302
102540 | 2513300 | Pipe bend 560-90 for culvert pipe SN8 | pcs | 897,73 | Fittings and accessories | 172 | 6430050412333
102545 | 2513303 | Pipe bend 670-90 for culvert pipe SN8 | pcs | 994,48 | Fittings and accessories | 172 | 6430050412364
102495 | 2513290 | Pipe bend 450-90 for culvert pipe SN4 | pcs | 787,21 | Fittings and accessories | 172 | 6430050412227
102500 | 2513293 | Pipe bend 560-90 for culvert pipe SN4 | pcs | 828,68 | Fittings and accessories | 172 | 6430050412258
102505 | 2513295 | Pipe bend 670-90 for culvert pipe SN4 | pcs | 966,76 | Fittings and accessories | 172 | 6430050412289
102605 |  | Pipe bend 670-90 for culvert pipe SN4 | pcs | 756,34 | Fittings and accessories | 172
102610 |  | Pipe bend 670-90 for culver pipe SN8 | pcs | 815,54 | Fittings and accessories | 172
102615 |  | Pipe branch 315/315-45 for culvert pipe | pcs | 258,81 | Fittings and accessories | 172 | 6430010813361
102585 | 2513286 | Reducer 200/315, for culvert pipe (FM/M) | pcs | 116,70 | Fittings and accessories | 172 | 6430010813415
102590 | 2513287 | Reducer 250/315, for culvert pipe (FM/M) | pcs | 271,97 | Fittings and accessories | 172 | 6430010000006
102595 | 2513288 | Reducer 315/400, for culvert pipe (FM/M) | pcs | 664,16 | Fittings and accessories | 172 | 6430010813446
102640 |  | Drain plug 110 stainless steel | pcs | 78,27 | Fittings and accessories | 172
102645 |  | Drain plug 160 stainless steel | pcs | 88,13 | Fittings and accessories | 172
102650 |  | Drain plug 200 stainless steel | pcs | 111,74 | Fittings and accessories | 172
102655 |  | Drain plug 250 stainless steel | pcs | 130,22 | Fittings and accessories | 172
102660 |  | Drain plug 315 stainless steel | pcs | 163,13 | Fittings and accessories | 172
100560 |  | Discharge plug 400 stainless steel | pcs | 184,09 | Fittings and accessories | 172
102630 |  | Reduction 110/100 with sealing | pcs | 21,63 | Fittings and accessories | 172
102625 | 2606103 | Reduction 110/100 without sealing | pcs | 6,64 | Fittings and accessories | 172 | 6430010812364
103160 |  | K2-Kan OD PP branch 200/200x90 | pcs | 143,22 | Fittings and accessories | 172 | 0
103085 |  | K2-Kan OD PP branch 160/160x45 | pcs | 54,49 | Fittings and accessories | 172 | 5900308234976
103095 |  | K2-Kan OD PP branch 200/200x45 | pcs | 134,56 | Fittings and accessories | 172 | 5900308234990
103110 |  | K2-Kan OD PP branch 250/250x45 | pcs | 264,49 | Fittings and accessories | 172 | 5900308287026
103130 |  | K2-Kan OD PP branch 315/315x45 | pcs | 408,20 | Fittings and accessories | 172 | 5900308287064
103155 |  | K2-Kan OD PP branch 400/400x45 | pcs | 845,00 | Fittings and accessories | 172 | 5900308287118
102950 |  | K2-Kan OD PP bend 160-15 | pcs | 40,84 | Fittings and accessories | 172 | 5900308235195
102970 |  | K2-Kan OD PP bend 200-15 | pcs | 74,99 | Fittings and accessories | 172 | 5900308234563
102990 |  | K2-Kan OD PP bend 250-15 | pcs | 160,41 | Fittings and accessories | 172 | 5900308234600
103010 |  | K2-Kan OD PP bend 315-15 | pcs | 217,72 | Fittings and accessories | 172 | 5900308234235
103030 |  | K2-Kan OD PP bend 400-15 | pcs | 324,26 | Fittings and accessories | 172 | 5900308234648
102955 |  | K2-Kan OD PP bend 160-30 | pcs | 40,84 | Fittings and accessories | 172 | 5900308235201
102975 |  | K2-Kan OD PP bend 200-30 | pcs | 74,99 | Fittings and accessories | 172 | 5900308234570
102995 |  | K2-Kan OD PP bend 250-30 | pcs | 160,41 | Fittings and accessories | 172 | 5900308234617
103015 |  | K2-Kan OD PP bend 315-30 | pcs | 217,72 | Fittings and accessories | 172 | 5900308234242
103035 |  | K2-Kan OD PP bend 400-30 | pcs | 324,26 | Fittings and accessories | 172 | 5900308234655
102960 |  | K2-Kan OD PP bend 160-45 | pcs | 40,84 | Fittings and accessories | 172 | 5900308235218
102980 |  | K2-Kan OD PP bend 200-45 | pcs | 74,99 | Fittings and accessories | 172 | 5900308234587
103000 |  | K2-Kan OD PP bend 250-45 | pcs | 160,41 | Fittings and accessories | 172 | 5900308234624
103020 |  | K2-Kan OD PP bend 315-45 | pcs | 217,72 | Fittings and accessories | 172 | 5900308234259
103040 |  | K2-Kan OD PP bend 400-45 | pcs | 339,15 | Fittings and accessories | 172 | 5900308234662
102965 |  | K2-Kan OD PP bend 160-90 | pcs | 45,79 | Fittings and accessories | 172 | 5900308235225
102985 |  | K2-Kan OD PP bend 200-90 | pcs | 94,09 | Fittings and accessories | 172 | 5900308234594
103005 |  | K2-Kan OD PP bend 250-90 | pcs | 194,79 | Fittings and accessories | 172 | 5900308234631
103025 |  | K2-Kan OD PP bend 315-90 | pcs | 281,39 | Fittings and accessories | 172 | 5900308234266
103045 |  | K2-Kan OD PP bend 400-90 | pcs | 448,16 | Fittings and accessories | 172 | 5900308234679
102925 |  | K2-Kan OD PP sleeve 160 | pcs | 14,84 | Fittings and accessories | 172 | 5900310000000
102930 |  | K2-Kan OD PP sleeve 200 | pcs | 35,45 | Fittings and accessories | 172 | 5900308234365
102935 |  | K2-Kan OD PP sleeve 250 | pcs | 58,62 | Fittings and accessories | 172 | 5900308234372
102940 |  | K2-Kan OD PP sleeve 315 | pcs | 70,56 | Fittings and accessories | 172 | 5900308234389
102945 |  | K2-Kan OD PP sleeve 400 | pcs | 148,95 | Fittings and accessories | 172 | 5900308234396
103050 |  | K2-Kan OD PP eccentric reducer 200/160 | pcs | 22,87 | Fittings and accessories | 172 | 5900308234846
103060 |  | K2-Kan OD PP eccentric reducer 250/200 | pcs | 133,99 | Fittings and accessories | 172 | 5900308234860
103070 |  | K2-Kan OD PP eccentric reducer 315/250 | pcs | 263,52 | Fittings and accessories | 172 | 5900308234884
103080 |  | K2-Kan OD PP eccentric reducer 400/315 | pcs | 361,05 | Fittings and accessories | 172 | 5900308234907
104920 | 2513397 | Rainwater pipe 100/90 mm x 50m, black | rl | 287,83 | Flexible rainwater and drainage pipes | 162 | 6430010814726
104925 | 2513398 | Rainwater pipe 100/90mm x 5m pole, black | pcs | 31,56 | Flexible rainwater and drainage pipes | 162 | 6430010810711
104900 | 2513260 | Drainage pipe MX110/98mm x 50m SN8 flexible | rl | 300,14 | Flexible rainwater and drainage pipes | 162 | 6430010810919
104905 | 2513261 | Drainage pipe MX110/98mm x 6m SN8 flexible | pcs | 37,10 | Flexible rainwater and drainage pipes | 162 | 6430010812418
104910 | 2513262 | Rainwater pipe 110/98 mm x 50m SN8, flexible | rl | 300,14 | Flexible rainwater and drainage pipes | 162 | 6430010810735
104915 | 2513263 | Rainwater pipe 110/98mm x 50m SN8 flexible | pcs | 37,10 | Flexible rainwater and drainage pipes | 162 | 6430010810704
104930 | 2513264 | MX-Radon pipe 110mm x 50m flexible (blue) | rl | 255,32 | MX-Radon pipes | 162 | 6430010812487
163500 | 2513200 | Drainage pipe MX 50/44 mm x 200m | rl | 224,12 | Field drainage pipes | 158 | 6430010811619
163505 | 2513201 | Drainage pipe MX 65/57 mm x 150m | rl | 227,24 | Field drainage pipes | 158 | 6430010811626
163510 | 2513202 | Drainage pipe MX 80/71 mm x 100m | rl | 286,63 | Field drainage pipes | 158 | 6430010811633
163515 | 2513203 | Drainage pipe MX 100/90 mm x 100m | rl | 338,52 | Field drainage pipes | 158 | 6430010811640
163520 | 2513204 | Drainage pipe MX 125/112 mm x 50m | rl | 310,44 | Field drainage pipes | 158 | 6430010811657
163525 | 2513205 | Drainage pipe MX 160/144 mm x 50m | rl | 442,52 | Field drainage pipes | 158 | 6430010811664
163530 | 2513206 | Drainage pipe MX 50/44 mm x 5m | pcs | 11,02 | Field drainage pipes | 158 | 6430010811671
163535 | 2513207 | Drainage pipe MX 65/57 mm x 5m | pcs | 14,56 | Field drainage pipes | 158 | 6430010811688
163540 | 2513208 | Drainage pipe MX 80/71 mm x 5m | pcs | 19,26 | Field drainage pipes | 158 | 6430010811695
163545 | 2513209 | Drainage pipe MX 100/90 mm x 5m | pcs | 26,28 | Field drainage pipes | 158 | 6430010811701
163550 | 2513210 | Drainage pipe MX 125/112 mm x 5m | pcs | 38,27 | Field drainage pipes | 158 | 6430010811718
164205 | 2513212 | 65x150 drainage pipe with coconut filter | rl | 768,97 | Field drainage pipes | 160 | 6430010811732
164210 | 2513213 | 80x100 drainage pipe with coconut filter | rl | 848,99 | Field drainage pipes | 160 | 6430010811749
124805 | 2606615 | Drainage control chamber 560/160 | pcs | 1116,12 | Field drainage pipes | 208 | 6430050415693
124815 | 2606617 | Drainage control chamber 670/160 | pcs | 1510,05 | Field drainage pipes | 208 | 6430050415716
124825 | 2606619 | Drainage control chamber 860/110 | pcs | 2481,68 | Field drainage pipes | 208 | 6430050415730
124817 | 2606640 | Drainage control chamber 670/200 | pcs | 2144,35 | Field drainage pipes | 208 | 6430050416324
124822 | 2606641 | Adjustment subdrain manhole 860/200 | pcs | 3063,35 | Field drainage pipes | 208 | 6430050416461
124823 | 2606642 | Drainage control chamber 860/250 | pcs | 3400,00 | Field drainage pipes | 208 | 6430050417024
124824 | 2606643 | Drainage control chamber 860/315 | pcs | 3800,00 | Field drainage pipes | 208 | 6430050417031
124765 | 2606607 | Field chamber 560 x 1000 | pcs | 361,11 | Field drainage pipes | 208 | 6430050412913
124775 | 2606609 | Field chamber 670 x 1000 | pcs | 649,92 | Field drainage pipes | 208 | 6430050412920
124785 | 2606611 | Field chamber 900 x 1000 | pcs | 1175,23 | Field drainage pipes | 208 | 6430050412937
124770 | 2606608 | Field chamber 560 x 1500 | pcs | 453,07 | Field drainage pipes | 208 | 6430050412654
124780 | 2606610 | Field chamber 670 x 1500 | pcs | 807,50 | Field drainage pipes | 208 | 6430050412661
124790 | 2606612 | Field chamber 900 x 1500 | pcs | 1313,07 | Field drainage pipes | 208 | 6430050412678
124795 | 2606613 | Field chamber 900 x 2000 | pcs | 1608,55 | Field drainage pipes | 208 | 6430050412951
165150 | 2513399 | Drain pipe protector 50 L=2,0m | pcs | 18,15 | Field drainage pipes | 188 | 6430010819905
165155 | 2513400 | Drain pipe protector 65 L=2,0m | pcs | 21,71 | Field drainage pipes | 188 | 6430010819912
165160 | 2513401 | Drain pipe protector 80 L=2,0m | pcs | 27,30 | Field drainage pipes | 188 | 6430010819929
165165 | 2513402 | Drain pipe protector 100 L=2,0m | pcs | 31,35 | Field drainage pipes | 188 | 6430010819936
165170 | 2513403 | Drain pipe protector 125 L=2,0m | pcs | 42,83 | Field drainage pipes | 188 | 6430010819943
165175 | 2513404 | Drain pipe protector 160 L=2,0m | pcs | 54,64 | Field drainage pipes | 188 | 6430010819950
164990 | 2513233 | 50-65/65-80 over-rinsing fitting for drain pipe | pcs | 16,16 | Field drainage pipes | 188 | 6430010811930
164995 | 2513234 | 50-65/100-125 over-rinsing fitting for drain pipe | pcs | 19,77 | Field drainage pipes | 188 | 6430010811947
165000 |  | 50-65/160-200 over-rinsing fitting for drain pipe | pcs | 40,02 | Field drainage pipes | 188 | 6430010811954
164900 | 2513215 | 50-50/50 drainage pipe T-fitting | pcs | 7,30 | Field drainage pipes | 188 | 6430010811770
164905 | 2513216 | 50-65/65 drainage pipe T-fitting | pcs | 10,47 | Field drainage pipes | 188 | 6430010811787
164910 | 2513217 | 50-65/80 drainage pipe T-fitting | pcs | 13,76 | Field drainage pipes | 188 | 6430010811794
164915 | 2513218 | 50-65/100 drainage pipe T-fitting | pcs | 15,10 | Field drainage pipes | 188 | 6430010811800
164920 | 2513219 | 50-65/125 drainage pipe T-fitting | pcs | 17,60 | Field drainage pipes | 188 | 6430010811817
164925 | 2513220 | 50-65/160 drainage pipe T-fitting | pcs | 37,25 | Field drainage pipes | 188 | 6430010811824
164930 | 2513221 | 50-65/200 drainage pipe T-fitting | pcs | 43,50 | Field drainage pipes | 188 | 6430010811831
164935 | 2513222 | 80/80 drainage pipe T-fitting | pcs | 17,71 | Field drainage pipes | 188 | 6430010811848
164940 | 2513223 | 80/100 drainage pipe T-fitting | pcs | 20,66 | Field drainage pipes | 188 | 6430010811855
164945 | 2513224 | 80/125 drainage pipe T-fitting | pcs | 24,66 | Field drainage pipes | 188 | 6430010811862
164950 | 2513225 | 100/100 drainage pipe T-fitting | pcs | 21,84 | Field drainage pipes | 188 | 6430010812395
164955 | 2513226 | 100/125 drainage pipe T-fitting | pcs | 22,62 | Field drainage pipes | 188 | 6430010811886
164960 | 2513227 | 100/160 drainage pipe T-fitting | pcs | 39,76 | Field drainage pipes | 188 | 6430050412630
164965 | 2513228 | 125/125 drainage pipe T-fitting | pcs | 25,90 | Field drainage pipes | 188 | 6430010811893
164970 | 2513229 | 125/160 drainage pipe T-fitting | pcs | 46,12 | Field drainage pipes | 188 | 6430050412647
164975 | 2513230 | 160/160 drainage pipe T-fitting | pcs | 62,82 | Field drainage pipes | 188 | 6430010811909
164980 | 2513231 | 160/200 drainage pipe T-fitting | pcs | 67,17 | Field drainage pipes | 188
164985 | 2513232 | MX-fast coupling 50-80/65-200 | pcs | 27,30 | Field drainage pipes | 188 | 6430010819974
165005 | 2513235 | Drainage pipe end cap 50 | pcs | 2,17 | Field drainage pipes | 188 | 6430010811961
165010 | 2513236 | Drainage pipe end cap 65 | pcs | 3,18 | Field drainage pipes | 188 | 6430010811978
165015 | 2513237 | Drainage pipe end cap 80 | pcs | 3,62 | Field drainage pipes | 188 | 6430010811985
165020 | 2513238 | Drainage pipe end cap 100 | pcs | 3,73 | Field drainage pipes | 188 | 6430010811992
165025 | 2513239 | Drainage pipe end cap 125 | pcs | 5,34 | Field drainage pipes | 188 | 6430010812005
165030 | 2513240 | Drainage pipe end cap 160 | pcs | 8,53 | Field drainage pipes | 188 | 6430010812012
165480 |  | Drainage pipe end cap 200 | pcs | 9,07 | Field drainage pipes | 188
165035 | 2513241 | Drain pipe extension sleeve 50 | pcs | 2,17 | Field drainage pipes | 188 | 6430010812036
165040 | 2513242 | Drain pipe extension sleeve 65 | pcs | 2,28 | Field drainage pipes | 188 | 6430010812067
165045 | 2513243 | Drain pipe extension sleeve 80 | pcs | 2,61 | Field drainage pipes | 188 | 6430010812074
165050 | 2513244 | Drain pipe extension sleeve 100 | pcs | 2,95 | Field drainage pipes | 188 | 6430010812388
165055 | 2513245 | Drain pipe extension sleeve 125 | pcs | 9,50 | Field drainage pipes | 188 | 6430010812098
165060 | 2513246 | Drain pipe extension sleeve 160 | pcs | 13,95 | Field drainage pipes | 188 | 6430010812104
165065 | 2513247 | Drain pipe extension sleeve 200 | pcs | 22,30 | Field drainage pipes | 188
165070 | 2513248 | Drain pipe reducer 50-65 | pcs | 3,84 | Field drainage pipes | 188 | 6430010812128
165075 | 2513249 | Drain pipe reducer 65-80 | pcs | 4,68 | Field drainage pipes | 188 | 6430010812135
165080 | 2513250 | Drain pipe reducer 80-100 | pcs | 5,46 | Field drainage pipes | 188 | 6430010812142
165085 | 2513251 | Drain pipe reducer 100-125 | pcs | 7,52 | Field drainage pipes | 188 | 6430010812159
165090 | 2513252 | Drain pipe reducer 125-160 | pcs | 13,21 | Field drainage pipes | 188 | 6430010812166
165100 | 2513253 | Outlet for drain pipe 50-65 | pcs | 30,80 | Field drainage pipes | 188 | 6430010812180
165105 | 2513254 | Outlet for drain pipe 80 | pcs | 40,88 | Field drainage pipes | 188 | 6430010812197
165110 | 2513255 | Outlet for drain pipe 100 | pcs | 46,95 | Field drainage pipes | 188 | 6430010812203
165115 | 2513256 | Outlet for drain pipe 125 | pcs | 55,08 | Field drainage pipes | 188 | 6430010812210
165120 | 2513257 | Outlet for drain pipe 160 | pcs | 73,42 | Field drainage pipes | 188 | 6430010812227
165125 | 2513258 | Outlet for drain pipe 200 | pcs | 99,19 | Field drainage pipes | 188 | 6430010812234
165180 |  | Flap for outlet 65 | pcs | 9,30 | Field drainage pipes | 188 | 6414903575253
165185 |  | Flap for outlet 80 | pcs | 15,20 | Field drainage pipes | 188 | 6414903575307
165190 |  | Flap for outlet 100 | pcs | 24,56 | Field drainage pipes | 188 | 6414903575321
165195 |  | Flap for outlet 125 | pcs | 30,47 | Field drainage pipes | 188 | 6414903575338
165200 |  | Flap for outlet 160 | pcs | 38,44 | Field drainage pipes | 188 | 6414903575437
165205 |  | Flap for outlet 200 | pcs | 45,00 | Field drainage pipes | 188 | 6414903575499
165130 | 2513259 | Rinse outlet for drain pipe 50-65 | pcs | 60,98 | Field drainage pipes | 188 | 6430010812241
165135 |  | Rinse outlet for drain pipe 80 | pcs | 70,23 | Field drainage pipes | 188 | 6430010812258
165140 |  | Rinse outlet for drain pipe 100 | pcs | 82,59 | Field drainage pipes | 188 | 6430010812265
165145 |  | Rinse outlet for drain pipe 125 | pcs | 98,08 | Field drainage pipes | 188 | 6430010812272
165215 |  | 65-80/160-670 coupler | pcs | 22,05 | Field drainage pipes | 188
124835 |  | Valve for drainage control chamber 160 | pcs | 433,35 | Field drainage pipes | 208
124827 |  | Valve for drainage control chamber 200 | pcs | 919,01 | Field drainage pipes | 208
124828 |  | Valve for drainage control chamber 250 | pcs | 1096,69 | Field drainage pipes | 208
124829 |  | Adjustment subdrain manhole valve 315 | pcs | 1400,00 | Field drainage pipes | 208
124826 | 2606644 | Change set for drainage control chamber valve | pcs | 428,88 | Field drainage pipes | 208 | 6430050419295
128750 |  | Cleaning grates 286,5 x 396 / 560 | pcs | 80,01 | Field drainage pipes | 209 | 6430050412739
128755 |  | Cleaning grates 286,5 x 396 / 670 | pcs | 80,01 | Field drainage pipes | 209 | 6430050412722
128760 |  | Cleaning grates 286,5 x 396 / 900 | pcs | 80,01 | Field drainage pipes | 209 | 6430050412715
128765 |  | Cleaning grates 396 x 533 / 560 | pcs | 103,36 | Field drainage pipes | 209 | 6430050412708
128770 |  | Cleaning grates 396 x 533 / 670 | pcs | 103,36 | Field drainage pipes | 209 | 6430050412692
128775 |  | Cleaning grates 396 x 533 / 900 | pcs | 103,36 | Field drainage pipes | 209 | 6430050412685
402300 | 0250082 | 50x250 HST double socket pipe | pcs | 35,50 | Drainage pipes and parts, HST and RST | 271
402305 | 0250083 | 50x500 HST double socket pipe | pcs | 55,30 | Drainage pipes and parts, HST and RST | 271
402427 | 0250085 | 50x1000 HST double socket pipe | pcs | 71,14 | Drainage pipes and parts, HST and RST | 271
402428 | 0250088 | 50x3000 HST double socket pipe | pcs | 139,39 | Drainage pipes and parts, HST and RST | 271
402430 | 0250135 | 75x1000 HST double socket pipe | pcs | 122,31 | Drainage pipes and parts, HST and RST | 271
402330 | 0250136 | 75x1500 HST double socket pipe | pcs | 155,60 | Drainage pipes and parts, HST and RST | 271
402433 | 0240137 | 75x2000 HST double socket pipe | pcs | 214,67 | Drainage pipes and parts, HST and RST | 271
402435 | 0250138 | 75x3000 HST double socket pipe | pcs | 283,14 | Drainage pipes and parts, HST and RST | 271
402335 | 0250182 | 110x250 HST double socket pipe | pcs | 72,70 | Drainage pipes and parts, HST and RST | 271
402340 | 0250183 | 110x500 HST double socket pipe | pcs | 111,80 | Drainage pipes and parts, HST and RST | 271
402440 | 0250185 | 110x1000 HST double socket pipe | pcs | 176,92 | Drainage pipes and parts, HST and RST | 271
402443 | 0250187 | 110x2000 HST double socket pipe | pcs | 319,73 | Drainage pipes and parts, HST and RST | 271
402445 | 0250188 | 110x3000 HST double socket pipe | pcs | 407,85 | Drainage pipes and parts, HST and RST | 271
402355 | 0250233 | 160x500 HST double socket pipe | pcs | 175,10 | Drainage pipes and parts, HST and RST | 271
402450 | 0250235 | 160x1000 HST double socket pipe | pcs | 326,06 | Drainage pipes and parts, HST and RST | 271
402453 | 0250237 | 160x2000 HST double socket pipe | pcs | 591,86 | Drainage pipes and parts, HST and RST | 271
402455 | 0250238 | 160x3000 HST double socket pipe | pcs | 754,92 | Drainage pipes and parts, HST and RST | 271
402460 | 0250288 | 200x3000 HST double socket pipe | pcs | 1079,11 | Drainage pipes and parts, HST and RST | 271
402389 | 0240082 | 50x250 stainless steel socket pipe | pcs | 12,47 | Drainage pipes and parts, HST and RST | 271 | 5705499400281
402390 | 0240083 | 50x500 stainless steel socket pipe | pcs | 19,04 | Drainage pipes and parts, HST and RST | 271 | 5705499400366
402392 | 0240085 | 50x1000 stainless steel socket pipe | pcs | 31,45 | Drainage pipes and parts, HST and RST | 271 | 5705499400526
402393 | 0240086 | 50x1500 stainless steel socket pipe | pcs | 44,36 | Drainage pipes and parts, HST and RST | 271 | 5705499400601
402394 | 0240087 | 50x2000 stainless steel socket pipe | pcs | 56,05 | Drainage pipes and parts, HST and RST | 271 | 5705499400687
402397 | 0240132 | 75x250 stainless steel socket pipe | pcs | 18,07 | Drainage pipes and parts, HST and RST | 271 | 5705499400304
402398 | 0240133 | 75x500 stainless steel socket pipe | pcs | 27,82 | Drainage pipes and parts, HST and RST | 271 | 5705499400380
402400 | 0240135 | 75x1000 RST double socket pipe | pcs | 92,37 | Drainage pipes and parts, HST and RST | 271
402402 | 0250137 | 75x2000 stainless steel socket pipe | pcs | 81,49 | Drainage pipes and parts, HST and RST | 271 | 5705499400717
402405 | 0240138 | 75x3000 RST double socket pipe | pcs | 227,36 | Drainage pipes and parts, HST and RST | 271
402407 | 0240182 | 110x250 stainless steel socket pipe | pcs | 25,38 | Drainage pipes and parts, HST and RST | 271 | 5705499400328
402408 | 0240183 | 110x500 stainless steel socket pipe | pcs | 39,02 | Drainage pipes and parts, HST and RST | 271 | 5705499400403
402410 | 0240185 | 110x1000 RST double socket pipe | pcs | 125,97 | Drainage pipes and parts, HST and RST | 271
402411 | 0240186 | 110x1500 stainless steel socket pipe | pcs | 90,02 | Drainage pipes and parts, HST and RST | 271 | 5705499400649
402412 | 0240187 | 110x2000 stainless steel socket pipe | pcs | 114,16 | Drainage pipes and parts, HST and RST | 271 | 5705499400724
402415 | 0240188 | 110x3000 RST double socket pipe | pcs | 306,91 | Drainage pipes and parts, HST and RST | 271
402416 | 0240232 | 160x250 stainless steel socket pipe | pcs | 44,93 | Drainage pipes and parts, HST and RST | 271 | 5705499400342
402417 | 0240233 | 160x500 stainless steel socket pipe | pcs | 69,49 | Drainage pipes and parts, HST and RST | 271 | 5705499400427
402420 | 0240235 | 160x1000 RST double socket pipe | pcs | 253,20 | Drainage pipes and parts, HST and RST | 271
402422 | 0240237 | 160x2000 stainless steel socket pipe | pcs | 205,15 | Drainage pipes and parts, HST and RST | 271 | 5705499400748
402425 | 0240228 | 160x3000 RST double socket pipe | pcs | 599,14 | Drainage pipes and parts, HST and RST | 271
402464 | 0250582 | 50-15- HST pipe bend, single socket | pcs | 28,97 | Drainage pipes and parts, HST and RST | 271 | 5705499401134
402465 | 0250583 | 75-15- HST pipe bend, single socket | pcs | 43,80 | Drainage pipes and parts, HST and RST | 271 | 5705499401158
402470 | 0250584 | 110-15- HST pipe bend, single socket | pcs | 64,06 | Drainage pipes and parts, HST and RST | 271
402475 | 0250585 | 160-15- HST pipe bend, single socket | pcs | 130,97 | Drainage pipes and parts, HST and RST | 271
402480 | 0250586 | 200-15- HST pipe bend, single socket | pcs | 220,71 | Drainage pipes and parts, HST and RST | 271
402484 | 0250632 | 50-30- HST pipe bend, single socket | pcs | 32,78 | Drainage pipes and parts, HST and RST | 271 | 5705499401233
402485 | 0250633 | 75-30- HST pipe bend, single socket | pcs | 44,91 | Drainage pipes and parts, HST and RST | 271
402490 | 0250634 | 110-30- HST pipe bend, single socket | pcs | 66,52 | Drainage pipes and parts, HST and RST | 271
402495 | 0250635 | 160-30- HST pipe bend, single socket | pcs | 197,19 | Drainage pipes and parts, HST and RST | 271
402500 | 0250636 | 200-30- HST pipe bend, single socket | pcs | 242,85 | Drainage pipes and parts, HST and RST | 271
402504 | 0250682 | 50-45- HST pipe bend, single socket | pcs | 34,48 | Drainage pipes and parts, HST and RST | 271 | 5705499401318
402505 | 0250683 | 75-45- HST pipe bend, single socket | pcs | 56,82 | Drainage pipes and parts, HST and RST | 271
402510 | 0250684 | 110-45- HST pipe bend, single socket | pcs | 79,79 | Drainage pipes and parts, HST and RST | 271
402515 | 0250685 | 160-45- HST pipe bend, single socket | pcs | 197,19 | Drainage pipes and parts, HST and RST | 271
402520 | 0250686 | 200-45- HST pipe bend, single socket | pcs | 259,70 | Drainage pipes and parts, HST and RST | 271
402524 | 0250832 | 50-87,5 HST pipe bend, single socket | pcs | 48,27 | Drainage pipes and parts, HST and RST | 271 | 5705499401394
402525 | 0250833 | 75-87,5- HST pipe bend, single socket | pcs | 70,92 | Drainage pipes and parts, HST and RST | 271
402530 | 0250834 | 110-87,5- HST pipe bend, single socket | pcs | 105,41 | Drainage pipes and parts, HST and RST | 271
402535 | 0250835 | 160-87,5- HST pipe bend, single socket | pcs | 226,08 | Drainage pipes and parts, HST and RST | 271
402540 | 0250836 | 200-87,5- HST pipe bend, single socket | pcs | 332,83 | Drainage pipes and parts, HST and RST | 271
402543 | 0251153 | 50/50-45- HST branch, double socket | pcs | 87,68 | Drainage pipes and parts, HST and RST | 271 | 5705499402360
402544 | 0251155 | 75/50-45- HST branch, double socket | pcs | 115,31 | Drainage pipes and parts, HST and RST | 271 | 5705499402384
402545 | 0251156 | 75/75-45- HST branch, double socket | pcs | 131,48 | Drainage pipes and parts, HST and RST | 271
402550 | 0251159 | 110/75-45- HST branch, double socket | pcs | 153,98 | Drainage pipes and parts, HST and RST | 271
402555 | 0251160 | 110/110-45- HST branch, double socket | pcs | 166,20 | Drainage pipes and parts, HST and RST | 271
402560 | 0251164 | 160/110-45- HST branch, double socket | pcs | 393,04 | Drainage pipes and parts, HST and RST | 271
402565 | 0251165 | 160/160-45- HST branch, double socket | pcs | 399,96 | Drainage pipes and parts, HST and RST | 271
402570 | 0251956 | 75/75-87,5- HST branch, double socket | pcs | 96,39 | Drainage pipes and parts, HST and RST | 271
402575 | 0251959 | 110/75-87,5- HST branch, double socket | pcs | 128,14 | Drainage pipes and parts, HST and RST | 271
402580 | 0251960 | 110/110-87,5- HST branch, double socket | pcs | 146,15 | Drainage pipes and parts, HST and RST | 271
402585 | 0251964 | 160/110-87,5- HST branch, double socket | pcs | 261,70 | Drainage pipes and parts, HST and RST | 271
402590 | 0251965 | 160/160-87,5- HST branch, double socket | pcs | 317,94 | Drainage pipes and parts, HST and RST | 271
402593 | 0251969 | 200/200-87,5- HST branch, double socket | pcs | 545,00 | Drainage pipes and parts, HST and RST | 271 | 5705499411010
402568 | 0251953 | 50/50-87,5- HST branch, double socket, rounded | pcs | 56,86 | Drainage pipes and parts, HST and RST | 271 | 5705499401615
402569 | 0251955 | 75/50-87,5- HST branch, double socket | pcs | 115,31 | Drainage pipes and parts, HST and RST | 271 | 5705499401639
402594 | 0252155 | 70/50 HST reducer | pcs | 51,24 | Drainage pipes and parts, HST and RST | 271 | 5705499403091
402595 | 0252159 | 110/75 HST reducer, single socket | pcs | 110,03 | Drainage pipes and parts, HST and RST | 271
402600 | 0252164 | 160/110 HST reducer, single socket | pcs | 220,95 | Drainage pipes and parts, HST and RST | 271
402710 | 0252170 | 200/160 HST reducer, single socket, eccentric | pcs | 232,00 | Drainage pipes and parts, HST and RST | 271 | 5705499413434
402604 | 0252632 | 50 HST single socket | pcs | 35,75 | Drainage pipes and parts, HST and RST | 271 | 5705499402810
402605 | 0252633 | 75 HST single socket | pcs | 47,16 | Drainage pipes and parts, HST and RST | 271
402610 | 0252634 | 110 HST single socket | pcs | 70,09 | Drainage pipes and parts, HST and RST | 271
402615 | 0252635 | 160 HST single socket | pcs | 90,21 | Drainage pipes and parts, HST and RST | 271
402620 | 0252636 | 200 HST single socket | pcs | 149,50 | Drainage pipes and parts, HST and RST | 271
402624 | 0252732 | 50 HST double socket | pcs | 28,97 | Drainage pipes and parts, HST and RST | 271 | 5705499402742
402625 | 0252733 | 75 HST double socket | pcs | 39,33 | Drainage pipes and parts, HST and RST | 271
402630 | 0252734 | 110 HST double socket | pcs | 54,75 | Drainage pipes and parts, HST and RST | 271
402635 | 0252735 | 160 HST double socket | pcs | 101,53 | Drainage pipes and parts, HST and RST | 271
402640 | 0252736 | 200 HST double socket | pcs | 197,11 | Drainage pipes and parts, HST and RST | 271
402645 | 0252933 | 75 HST cleaning pipe | pcs | 105,26 | Drainage pipes and parts, HST and RST | 271
402650 | 0252934 | 110 HST cleaning pipe | pcs | 160,01 | Drainage pipes and parts, HST and RST | 271
402655 | 0252935 | 160 HST cleaning pipe | pcs | 493,00 | Drainage pipes and parts, HST and RST | 271
402659 | 0253232 | 50 HST plug | pcs | 26,37 | Drainage pipes and parts, HST and RST | 271 | 5705499402933
402660 | 0253233 | 75 HST plug | pcs | 34,72 | Drainage pipes and parts, HST and RST | 271
402665 | 0253234 | 110 HST plug | pcs | 52,21 | Drainage pipes and parts, HST and RST | 271
402670 | 0253235 | 160 HST plug | pcs | 89,10 | Drainage pipes and parts, HST and RST | 271
402675 | 0253334 | 110 HST expansion sleeve | pcs | 60,64 | Drainage pipes and parts, HST and RST | 271
402680 | 0253335 | 110 acid-resistant expansion socket | pcs | 132,66 | Drainage pipes and parts, HST and RST | 271
402800 |  | 50-15- RST elbow fitting (stainless steel) | pcs | 13,82 | Drainage pipes and parts, HST and RST | 271
402820 |  | 75-15- RST elbow fitting (stainless steel) | pcs | 18,76 | Drainage pipes and parts, HST and RST | 271
402840 |  | 110-15- RST elbow fitting (stainless steel) | pcs | 25,67 | Drainage pipes and parts, HST and RST | 271
402860 |  | 160-15- RST elbow fitting (stainless steel) | pcs | 60,45 | Drainage pipes and parts, HST and RST | 271
402805 |  | 50-30- RST elbow fitting (stainless steel) | pcs | 15,82 | Drainage pipes and parts, HST and RST | 271
402825 |  | 75-30- RST elbow fitting (stainless steel) | pcs | 21,45 | Drainage pipes and parts, HST and RST | 271
402845 |  | 110-30- RST elbow fitting (stainless steel) | pcs | 30,11 | Drainage pipes and parts, HST and RST | 271
402865 |  | 160-30- RST elbow fitting (stainless steel) | pcs | 69,87 | Drainage pipes and parts, HST and RST | 271
402810 |  | 50-45- RST elbow fitting (stainless steel) | pcs | 25,75 | Drainage pipes and parts, HST and RST | 271
402830 | 0240683 | 75-45- stainless steel bend fitting | pcs | 21,96 | Drainage pipes and parts, HST and RST | 271
402850 | 0240684 | 110-45- stainless steel bend fitting | pcs | 30,64 | Drainage pipes and parts, HST and RST | 271
402870 | 0240685 | 160-45- stainless steel bend fitting | pcs | 150,00 | Drainage pipes and parts, HST and RST | 271 | 5705499401363
402815 | 0240822 | 50-87.5- stainless steel bend fitting | pcs | 32,85 | Drainage pipes and parts, HST and RST | 271 | 5705499401387
402835 | 0240833 | 75-87.5- stainless steel bend fitting | pcs | 70,92 | Drainage pipes and parts, HST and RST | 271 | 5705499401400
402855 | 0240834 | 110-87.5- stainless steel bend fitting | pcs | 43,69 | Drainage pipes and parts, HST and RST | 271
402875 |  | 160-875- RST elbow fitting (stainless steel) | pcs | 102,98 | Drainage pipes and parts, HST and RST | 271
402900 |  | 50/50-45- RST branch fitting (stainless steel) | pcs | 41,73 | Drainage pipes and parts, HST and RST | 271
402905 |  | 75/50-45- RST branch fitting (stainless steel) | pcs | 55,07 | Drainage pipes and parts, HST and RST | 271
402910 | 0241156 | 75/75-45- stainless steel branch fitting | pcs | 55,07 | Drainage pipes and parts, HST and RST | 271
402920 |  | 110/75-45- RST branch fitting (stainless steel) | pcs | 76,80 | Drainage pipes and parts, HST and RST | 271
402925 | 0241160 | 110/110-45- stainless steel branch fitting | pcs | 76,80 | Drainage pipes and parts, HST and RST | 271
402935 |  | 160/110-45- RST branch fitting (stainless steel) | pcs | 180,02 | Drainage pipes and parts, HST and RST | 271
402940 |  | 160/160-45- RST branch fitting (stainless steel) | pcs | 180,02 | Drainage pipes and parts, HST and RST | 271
402980 |  | 110/75-90- RST branch fitting (stainless steel) | pcs | 46,45 | Drainage pipes and parts, HST and RST | 271
402985 |  | 110/110-90- RST branch fitting (stainless steel) | pcs | 46,45 | Drainage pipes and parts, HST and RST | 271
402990 |  | 160/110-90- RST branch fitting (stainless steel) | pcs | 108,67 | Drainage pipes and parts, HST and RST | 271
402995 |  | 160/160-90- RST branch fitting (stainless steel) | pcs | 108,67 | Drainage pipes and parts, HST and RST | 271
403065 | 0242159 | 110/75 stainless steel reducer fitting | pcs | 110,03 | Drainage pipes and parts, HST and RST | 271
403070 |  | 160/75 RST reducing fitting (stainless steel) | pcs | 95,60 | Drainage pipes and parts, HST and RST | 271
403040 |  | 50 RST insertion fitting (stainless steel) | pcs | 20,00 | Drainage pipes and parts, HST and RST | 271
403045 |  | 75 RST insertion fitting (stainless steel) | pcs | 25,57 | Drainage pipes and parts, HST and RST | 271
403020 | 0242732 | 50 stainless steel double socket | pcs | 13,82 | Drainage pipes and parts, HST and RST | 271 | 5705499402735
403025 | 0242733 | 75 stainless steel double socket | pcs | 39,33 | Drainage pipes and parts, HST and RST | 271 | 5705499402759
403030 | 0242734 | 110 stainless steel double socket | pcs | 28,18 | Drainage pipes and parts, HST and RST | 271
403000 |  | 75 RST cleaning pipe (stainless steel) | pcs | 57,44 | Drainage pipes and parts, HST and RST | 271
403005 |  | 110 RST cleaning pipe (stainless steel) | pcs | 63,91 | Drainage pipes and parts, HST and RST | 271
403010 |  | 160 RST cleaning pipe (stainless steel) | pcs | 186,69 | Drainage pipes and parts, HST and RST | 271
106305 | 2410103 | 50x250 HT-pipe | pcs | 5,76 | HT- pipes | 183 | 6430050413101
106310 | 2410113 | 50x500 HT-pipe | pcs | 6,05 | HT- pipes | 183 | 6430050413118
106315 | 2410133 | 50x1000 HT-pipe | pcs | 9,22 | HT- pipes | 183 | 6430050413125
106320 | 2478000 | 50x2000 HT-pipe | pcs | 14,10 | HT- pipes | 183 | 6430050413248
106325 | 2410163 | 50x3000 HT-pipe | pcs | 19,10 | HT- pipes | 183 | 6430010817628
106335 | 2410104 | 75x250 HT-pipe | pcs | 6,57 | HT- pipes | 183 | 6430010817635
106340 | 2410114 | 75x500 HT-pipe | pcs | 7,15 | HT- pipes | 183 | 6430050413163
106345 | 2410134 | 75x1000 HT-pipe | pcs | 10,55 | HT- pipes | 183 | 6430050413132
106350 | 2478002 | 75x2000 HT-pipe | pcs | 16,37 | HT- pipes | 183 | 6430010817642
106355 | 2410164 | 75x3000 HT-pipe | pcs | 20,06 | HT- pipes | 183 | 6430010817659
106370 | 2410106 | 110x250 HT-pipe SN8 | pcs | 10,65 | HT- pipes | 183 | 6430050413149
106375 | 2410116 | 110x500 HT-pipe SN8 | pcs | 13,20 | HT- pipes | 183 | 6430050413156
106380 | 2410136 | 110x1000 HT-pipe SN8 | pcs | 16,55 | HT- pipes | 183 | 6430010817666
106390 | 2410156 | 110x2000 HT-pipe SN8 | pcs | 27,12 | HT- pipes | 183 | 6430010817673
106395 | 2478006 | 110x3000 HT-pipe SN8 | pcs | 37,10 | HT- pipes | 183 | 6430010817680
106400 | 2478007 | 110x4000 HT-pipe | pcs | 42,56 | HT- pipes | 183 | 6430050414078
106410 | 2410196 | 110x6000 HT-pipe SN8 | pcs | 63,28 | HT- pipes | 183 | 6430010817697
106300 | 2420031 | 32x3000 HT-pipe without socket | pcs | 8,01 | HT- pipes | 183 | 6430010817765
106330 | 2478001 | 50x3000 HT-pipe without socket | pcs | 16,17 | HT- pipes | 183 | 6430010817772
106365 | 2478004 | 75x4000 HT-pipe without socket | pcs | 24,76 | HT- pipes | 183 | 6430010817789
106405 | 2478008 | 110x4000 HT-pipe without muff SN8 | pcs | 45,11 | HT- pipes | 183 | 6430010817796
105600 | 2259300 | 160x2000 NAL-pipe SN8 | pcs | 59,49 | NAL- pipes | 187 | 6430010817703
105610 | 2259301 | 160x3000 NAL-pipe SN8 | pcs | 94,87 | NAL- pipes | 187 | 6430010817710
105625 | 2259303 | 160x6000 NAL-pipe SN8 | pcs | 124,45 | NAL- pipes | 187 | 6430010817727
105630 | 2259304 | 200x1000 NAL-pipe SN8 | pcs | 89,21 | NAL- pipes | 187 | 6430050412456
105635 | 2259305 | 200x2000 NAL-pipe SN8 | pcs | 101,34 | NAL- pipes | 187 | 6430050413095
105640 | 2259306 | 200x6000 NAL-pipe SN8 | pcs | 210,35 | NAL- pipes | 187 | 6430010817734
107105 | 2212015 | PVC-Sewage pipe 110x6000 SN8 EN 1401 | pcs | 73,07 | NAL- pipes | 185
107110 | 2212018 | PVC-Sewage pipe 160x6000 SN8 EN 1401 | pcs | 141,24 | NAL- pipes | 185
107115 | 2212022 | PVC-Sewage pipe 200x6000 SN8 EN 1401 | pcs | 219,33 | NAL- pipes | 185
107120 | 2212026 | PVC-Sewage pipe 250x6000 SN8 EN 1401 | pcs | 349,74 | NAL- pipes | 185
107125 | 2212032 | PVC-Sewage pipe 315x6000 SN8 EN 1401 | pcs | 569,19 | NAL- pipes | 185 | 5708525019020
107130 | 2212041 | PVC-Sewage pipe 400x6000 SN8 EN 1401 | pcs | 880,00 | NAL- pipes | 185
107135 | 2212050 | PVC-Sewage pipe 500x6000 SN8 EN 1401 | pcs | 1356,00 | NAL- pipes | 185
109250 | 2450036 | 50/50-45- HT branch, double socket | pcs | 7,69 | Double socket branches | 184 | 5907444302484
109255 | 2450039 | 75/50-45- HT branch, double socket | pcs | 10,20 | Double socket branches | 184 | 5708525151225
109260 | 2450040 | 75/75-45- HT branch, double socket | pcs | 8,01 | Double socket branches | 184 | 6430050415327
109265 | 2450045 | 110/50-45- HT branch, double socket | pcs | 18,45 | Double socket branches | 184 | 5708525151249
109270 | 2450046 | 110/75-45- HT branch, double socket | pcs | 10,55 | Double socket branches | 184 | 6430050415334
109275 | 2450048 | 110/110-45- HT branch, double socket | pcs | 14,62 | Double socket branches | 184 | 6430050415341
109285 | 2450096 | 50/50-88,5- HT branch, double socket | pcs | 7,69 | Double socket branches | 184 | 5907444302514
109290 | 2450099 | 75/50-88,5- HT branch, double socket | pcs | 10,49 | Double socket branches | 184 | 5708525151362
109300 | 2450105 | 110/50-88,5- HT branch, double socket | pcs | 15,45 | Double socket branches | 184 | 5708525307240
109295 | 2450300 | 75/75-88,5- round HT branch, double socket | pcs | 12,64 | Double socket branches | 184 | 6430050415358
109305 | 2450306 | 110/75-88,5- HT branch, double socket | pcs | 15,18 | Double socket branches | 184 | 6415895031451
109315 | 2450308 | 110/110-88,5- round HT branch, double socket | pcs | 19,53 | Double socket branches | 184 | 6430050415365
110185 |  | 75/75/88,5- HT-branch, double socket, steep | pcs | 6,27 | Double socket branches | 184 | 9010459136480
110200 |  | 11075-88,5- HT-branch, double socket, steep | pcs | 15,45 | Double socket branches | 184
109310 | 2450108 | 110/110-88,5- HT-branch, double socket steep | pcs | 18,03 | Double socket branches | 184 | 5708525151409
109280 | 2460091 | 32/32-88,5 HT-branch, double socket | pcs | 9,03 | Double socket branches | 184 | 6415824698410
109245 | 2460031 | 32/32-45 HT-branch, double socket | pcs | 6,36 | Double socket branches | 184 | 6415824698311
107920 | 2217016 | KGEA Branch DN 160/110 45° | pcs | 35,78 | Double socket branches | 186 | 6430010817864
107925 | 2217017 | KGEA Branch DN 160/160 45° | pcs | 46,98 | Double socket branches | 186 | 6430010817871
107930 | 2217020 | KGEA Branch DN 200/110 45° | pcs | 35,58 | Double socket branches | 186 | 6430010817888
107935 | 2217021 | KGEA Branch DN 200/160 45° | pcs | 45,78 | Double socket branches | 186 | 6430010817895
107940 | 2217022 | KGEA Branch DN 200/200 45° | pcs | 62,82 | Double socket branches | 186 | 6430010817901
107945 | 2217025 | KGEA Branch DN 250/110 45° | pcs | 109,50 | Double socket branches | 186
107950 | 2217026 | KGEA Branch DN 250/160 45° | pcs | 113,15 | Double socket branches | 186
107955 | 2217027 | KGEA Branch DN 250/200 45° | pcs | 147,14 | Double socket branches | 186
107960 | 2217028 | KGEA Branch DN 250/250 45° | pcs | 187,42 | Double socket branches | 186
107965 | 2217032 | KGEA Branch DN 315/160 45° | pcs | 186,37 | Double socket branches | 186
107970 | 2217033 | KGEA Branch DN 315/200 45° | pcs | 213,61 | Double socket branches | 186
107975 | 2217034 | KGEA Branch DN 315/250 45° | pcs | 289,67 | Double socket branches | 186
107980 | 2217035 | KGEA Branch DN 315/315 45° | pcs | 431,86 | Double socket branches | 186
107985 | 2217045 | KGEA Branch DN 400/315 45° | pcs | 680,11 | Double socket branches | 186
107990 |  | KGEA Branch DN 160/110 87° | pcs | 35,78 | Double socket branches | 186
109320 |  | 160/160-87- NAL Branch, double socket | pcs | 38,47 | Double socket branches | 184
108005 |  | KGEA Branch DN 250/200 87° | pcs | 153,93 | Double socket branches | 186
108010 |  | KGEA Branch DN 250/250 87° | pcs | 68,64 | Double socket branches | 186
108014 |  | KGEA Branch DN 315/315 87° | pcs | 353,84 | Double socket branches | 186
107995 |  | KGEA Branch DN 200/110 87° | pcs | 52,52 | Double socket branches | 186
108040 | 2222016 | KGR Reducer DN 160/110 | pcs | 15,19 | Reducers | 186 | 6430010817918
108045 | 2222020 | KGR Reducer DN 200/160 | pcs | 27,03 | Reducers | 186 | 6430010817925
108050 |  | 250/110 NAL reducer | pcs | 35,78 | Reducers | 186
108055 |  | 250/160 NAL reducer | pcs | 56,38 | Reducers | 186
108060 | 2222025 | KGR Reducer DN 250/200 | pcs | 63,72 | Reducers | 186
108075 | 2222031 | KGR Reducer DN 315/250 | pcs | 121,14 | Reducers | 186
108080 | 2222040 | KGR Reducer DN 400/315 | pcs | 200,86 | Reducers | 186
108085 |  | KGR Reducer DN 500/400 | pcs | 354,26 | Reducers | 186 | 6430050411954
109670 | 2470346 | 110-88,5+ WC HT pipe bend, double socket | pcs | 17,16 | Double socket bends | 184 | 6430050415525
108300 | 2430208 | 160-15+ NAL Bend, double socket | pcs | 36,69 | Double socket bends | 186 | 6414901366464
108305 | 2430218 | 160-30+ NAL Bend, double socket | pcs | 36,69 | Double socket bends | 186 | 6417633122421
108310 | 2214616 | 160-45+ NAL Bend, double socket | pcs | 36,69 | Double socket bends | 186 | 6417633122445
108315 | 2213615 | 160-88,5+ NAL round Bend, double socket | pcs | 61,98 | Double socket bends | 186 | 6414901369441
108320 |  | 160-88,5+ NAL steep Bend, double socket | pcs | 51,28 | Double socket bends | 186 | 6417633122469
109000 | 2440001 | 32-15- white HT pipe bend, single socket | pcs | 3,88 | Single socket bends | 184 | 6415824494012
109020 | 2440011 | 32-30- white HT pipe bend, single socket | pcs | 3,88 | Single socket bends | 184 | 6415895038894
109040 | 2440021 | 32-45- white HT pipe bend, single socket | pcs | 3,88 | Single socket bends | 184 | 6415895038382
109060 | 2440041 | 32-88,5- white HT pipe bend, single socket | pcs | 3,88 | Single socket bends | 184 | 6415895038566
109005 | 2430003 | 50-15- HT pipe bend, single socket | pcs | 4,99 | Single socket bends | 184 | 5907444309797
109010 | 2430004 | 75-15- HT pipe bend, single socket | pcs | 4,63 | Single socket bends | 184 | 6430050415136
109015 | 2430006 | 110-15- HT pipe bend, single socket | pcs | 7,45 | Single socket bends | 184 | 6430050415143
109025 | 2430013 | 50-30- HT pipe bend, single socket | pcs | 4,99 | Single socket bends | 184 | 5907444302187
109030 | 2430014 | 75-30- HT pipe bend, single socket | pcs | 4,63 | Single socket bends | 184 | 6430050415150
109035 | 2430016 | 110-30- HT pipe bend, single socket | pcs | 7,45 | Single socket bends | 184 | 6430050415167
109045 | 2430023 | 50-45- HT pipe bend, single socket | pcs | 4,99 | Single socket bends | 184 | 5907444302217
109050 | 2430024 | 75-45- HT pipe bend, single socket | pcs | 4,63 | Single socket bends | 184 | 6430050415174
109055 | 2430026 | 110-45- HT pipe bend, single socket | pcs | 7,45 | Single socket bends | 184 | 6430050415181
109080 | 2430144 | 75-88,5- round HT pipe bend, single socket | pcs | 7,91 | Single socket bends | 184 | 6430050415211
109085 | 2430146 | 110-88,5- round HT pipe bend, single socket | pcs | 13,34 | Single socket bends | 184 | 6430050415228
109065 | 2430043 | 50-88,5- HT pipe bend, single socket | pcs | 5,27 | Single socket bends | 184 | 5907444302248
109070 | 2430044 | 75-88,5- steep HT pipe bend, single socket | pcs | 5,10 | Single socket bends | 184 | 6430050415198
109075 | 2430046 | 110-88,5- steep HT pipe bend, single socket | pcs | 9,44 | Single socket bends | 184 | 6430050415204
107890 | 2216016 | KGB Bend DN 160 15° | pcs | 23,14 | Single socket bends | 186 | 6430010816720
107895 | 2216020 | KGB Bend DN 200 15° | pcs | 31,19 | Single socket bends | 186 | 6430010816768
107900 | 2216025 | KGB Bend DN 250 15° | pcs | 96,75 | Single socket bends | 186
107905 | 2216031 | KGB Bend DN 315 15° | pcs | 149,03 | Single socket bends | 186
107910 | 2216040 | KGB Bend DN 400 15° | pcs | 246,85 | Single socket bends | 186
107915 | 2216050 | KGB Bend DN 500 15° | pcs | 724,38 | Single socket bends | 186 | 6430050411978
107860 | 2215016 | KGB Bend DN 160 30° | pcs | 23,14 | Single socket bends | 186 | 6430010816737
107865 | 2215020 | KGB Bend DN 200 30° | pcs | 31,19 | Single socket bends | 186 | 6430010816775
107870 | 2215025 | KGB Bend DN 250 30° | pcs | 112,05 | Single socket bends | 186
107875 | 2215031 | KGB Bend DN 315 30° | pcs | 191,07 | Single socket bends | 186
107880 | 2215040 | KGB Bend DN 400 30° | pcs | 326,94 | Single socket bends | 186
107885 | 2215050 | KGB Bend DN 500 30° | pcs | 724,38 | Single socket bends | 186 | 6430050411985
107830 | 2214016 | KGB Bend DN 160 45° | pcs | 23,14 | Single socket bends | 186 | 6430010816744
107835 | 2214020 | KGB Bend DN 200 45° | pcs | 31,19 | Single socket bends | 186 | 6430010816782
107840 | 2214025 | KGB Bend DN 250 45° | pcs | 144,69 | Single socket bends | 186
107845 | 2214031 | KGB Bend DN 315 45° | pcs | 196,46 | Single socket bends | 186
107850 | 2214040 | KGB Bend DN 400 45° | pcs | 417,22 | Single socket bends | 186
107855 | 2214050 | KGB Bend DN 500 45° | pcs | 724,38 | Single socket bends | 186 | 6430050411961
107800 | 2213016 | KGB Bend DN 160 87° | pcs | 31,79 | Single socket bends | 186 | 6430010816751
107805 | 2213020 | KGB Bend DN 200 87° | pcs | 38,03 | Single socket bends | 186 | 6430010816799
107810 | 2213025 | KGB Bend DN 250 87° | pcs | 179,02 | Single socket bends | 186
107815 | 2213031 | KGB Bend DN 315 87° | pcs | 232,74 | Single socket bends | 186
107820 | 2213040 | KGB Bend DN 400 87° | pcs | 643,31 | Single socket bends | 186
108090 | 2223016 | KGU Coupler DN 160 | pcs | 20,29 | Drain couplers | 186 | 6430010816812
108095 | 2223020 | KGU Coupler DN 200 | pcs | 32,64 | Drain couplers | 186 | 6430010816829
108100 | 2223025 | KGU Coupler DN 250 | pcs | 61,98 | Drain couplers | 186
108105 | 2223031 | KGU Coupler DN 315 | pcs | 103,50 | Drain couplers | 186
108110 | 2223040 | KGU Coupler DN 400 | pcs | 168,42 | Drain couplers | 186
108115 | 2223050 | KGU Coupler DN 500 | pcs | 321,15 | Drain couplers | 186 | 6430050411930
108120 | 2224011 | KGMM Double Socket DN 110 | pcs | 9,80 | Double sockets | 186
108125 | 2224016 | KGMM Double Socket DN 160 | pcs | 19,29 | Double sockets | 186 | 6430010816836
108130 | 2224020 | KGMM Double Socket DN 200 | pcs | 32,64 | Double sockets | 186 | 6430010816843
108135 | 2224025 | KGMM Double Socket DN 250 | pcs | 61,98 | Double sockets | 186
108140 | 2224031 | KGMM Double Socket DN 315 | pcs | 103,50 | Double sockets | 186
108145 | 2224040 | 400 NAL double socket | pcs | 168,63 | Double sockets | 186
108150 | 2224041 | 500 NAL double socket | pcs | 321,15 | Double sockets | 186 | 6430050411923
109550 | 2480221 | 32 HT plug | pcs | 2,88 | Plugs | 184 | 6415895031222
109555 | 2470223 | 50 HT plug | pcs | 3,82 | Plugs | 184 | 5907444008508
109560 | 2470224 | 75 HT plug | pcs | 4,46 | Plugs | 184 | 6415895031642
109565 | 2470226 | 110 HT plug | pcs | 6,03 | Plugs | 184 | 6430050415518
109545 | 2470196 | 110 HT cleaning plug | pcs | 18,31 | Plugs | 184 | 8712148012921
109880 | 2374175 | Vieser plug ´´nerokas´´ 50/75/110 blue 51720 | pcs | 4,24 | Plugs | 184 | 6418685517203
109570 | 2471233 | 50 HT-plug to vertical pipe | pcs | 9,43 | Plugs | 184
109575 | 2471234 | 75 HT-plug to vertical pipe 427627 | pcs | 10,40 | Plugs | 184
109580 | 2471236 | 110 HT-plug to vertical pipe 427633 tiiv. | pcs | 11,37 | Plugs | 184
109885 | 2375107 | 110/75/50 HT work plug Merika 1202 | pcs | 3,08 | Plugs | 184 | 6415823751079
108295 | 2375110 | 160/200 work plug | pcs | 12,21 | Plugs | 186
108275 | 2356016 | 160 NAL cleaning plug | pcs | 20,69 | Plugs | 186 | 6430010816904
108280 | 2226020 | 200 NAL cleaning plug | pcs | 50,88 | Plugs | 186
108170 | 2470228 | KGM Plug DN 160 | pcs | 10,20 | Plugs | 186 | 6430010816867
108175 | 2227020 | KGM Plug DN 200 | pcs | 18,24 | Plugs | 186 | 6430010816874
108180 | 2227025 | KGM Plug DN 250 | pcs | 60,67 | Plugs | 186
108185 | 2227031 | KGM Plug DN 315 | pcs | 88,62 | Plugs | 186
108190 | 2227040 | KGM Plug DN 400 | pcs | 104,50 | Plugs | 186
108195 | 2227050 | KGM Plug DN 500 | pcs | 234,83 | Plugs | 186 | 6430050411947
108285 |  | 160 NAL drain access plug with socket | pcs | 42,74 | Plugs | 186 | 6417633122605
110355 | 2357651 | Faluplast end plug 50/75/110mm tear away | pcs | 1,90 | Plugs | 184 | 7392791301590
108155 | 2355016 | 160 NAL-clean out pipe | pcs | 67,82 | Single socket cleanout couplings | 186 | 7033730264049
108160 | 2225020 | 200 NAL-clean out pipe | pcs | 270,78 | Single socket cleanout couplings | 186 | 4026294024108
108165 |  | KGRE Inspection Pipe DN 250 round opening | pcs | 415,86 | Single socket cleanout couplings | 186
109600 | 2470306 | 110 HTP expansion coupling | pcs | 32,32 | Couplers, | 184
109635 | 2235020 | 200-300/200 shrink coupling | pcs | 156,34 | Couplers, | 186
109640 | 2235025 | 250-354/250 shrink coupling | pcs | 173,76 | Couplers, | 186
109645 | 2235031 | 315-416/315 shrink coupling | pcs | 297,95 | Couplers, | 186
108200 | 2235016 | 160-224/160 shrink coupling | pcs | 61,98 | Couplers, | 186
451380 | 0202322 | Tolerance coupling RST Canada Plus 55-65 mm | pcs | 98,00 | Couplers, | 274 | 6415802023227
451383 | 0202323 | Tolerance coupling RST Canada Plus 75-89 mm | pcs | 105,00 | Couplers, | 274 | 6415802023234
451386 | 0202326 | Tolerance coupling RST Canada Plus 100-115 mm | pcs | 135,00 | Couplers, | 274 | 6415802023265
451389 | 0202324 | Tolerance coupling RST Canada Plus 105-120 mm | pcs | 170,00 | Couplers, | 274 | 6415802023241
451392 | 0202325 | Tolerance coupling RST Canada Plus 150-175 mm | pcs | 200,00 | Couplers, | 274 | 6415802023258
451395 | 0202327 | Tolerance coupling RST Canada Plus 200-225 mm | pcs | 285,00 | Couplers, | 274 | 6415802023272
110445 | 2486961 | Purus rubber coupling Flexi 53-64/40-50mm | pcs | 34,78 | Couplers, | 184 | 7394000343155
110448 | 2486963 | Purus rubber coupling Flexi 110-116/75-90mm | pcs | 41,51 | Couplers, | 184 | 7394000343179
110451 | 2486964 | Purus rubber coupling Flexi 110-125/100-116mm | pcs | 48,76 | Couplers, | 184 | 7394000343186
110472 | 2486977 | Purus rubber coupling plug-in 73-85/69-75mm | pcs | 28,97 | Couplers, | 184 | 7394000343124
110475 | 2486980 | Purus rubber coupling plug-in 100-120/100-105mm | pcs | 33,76 | Couplers, | 184 | 7391543525017
110454 | 2486967 | Purus rubber coupling 40-50mm | pcs | 54,47 | Couplers, | 184 | 7394000343216
110456 | 2486974 | Purus rubber coupling 48-56mm | pcs | 40,80 | Couplers, | 184 | 7394000343292
110458 | 2486968 | Purus rubber coupling 50-65mm | pcs | 41,72 | Couplers, | 184 | 7394000343223
110460 | 2486979 | Purus rubber coupling 70-85mm | pcs | 57,02 | Couplers, | 184 | 7391543524911
110462 | 2486978 | Purus rubber coupling 100-116mm | pcs | 65,48 | Couplers, | 184 | 7391543524904
110464 | 2486973 | Purus rubber coupling 150-170mm | pcs | 90,88 | Couplers, | 184 | 7394000343285
108235 | 2206153 | 160 NAL gasket | pcs | 3,55 | Sealings | 186 | 6415895006046
108245 | 2206155 | 200 NAL gasket | pcs | 5,20 | Sealings | 186 | 6415895006053
108252 |  | 250 NAL gasket | pcs | 25,15 | Sealings | 262
108260 |  | 315 NAL gasket | pcs | 20,50 | Sealings | 186
108240 | 2367516 | 160 NAL gasket, oil-resistant | pcs | 5,70 | Sealings | 186
108250 |  | 200 NAL gasket, oil-resistant | pcs | 8,25 | Sealings | 186
108255 |  | 250 NAL gasket, oil-resistant | pcs | 11,30 | Sealings | 186
108265 |  | 315 NAL gasket, oil-resistant | pcs | 8,25 | Sealings | 186
108271 |  | 400 NAL gasket oil-resistant | pcs | 18,99 | Sealings | 186
110360 | 2363401 | Faluplast rubber joint 45-47/32-40mm 85049 | pcs | 6,50 | Sealings | 184 | 7392791850494
110365 | 2363403 | Faluplast rubber joint 50/32-40mm 85109 | pcs | 6,50 | Sealings | 184 | 7392791851095
110370 | 2363406 | Faluplast rubber joint 58/40-50mm 85209 | pcs | 10,50 | Sealings | 184 | 7392791852092
110375 | 2363411 | Faluplast rubber joint 70-75/40-50mm 85259 | pcs | 13,00 | Sealings | 184 | 7392791852597
110380 | 2363413 | Faluplast rubber joint 83/32-50mm 85359 | pcs | 20,50 | Sealings | 184 | 7392791853594
110385 | 2363416 | Faluplast rubber joint 83-86/50-75mm 85409 | pcs | 19,00 | Sealings | 184 | 7392791854096
110390 | 2363418 | Faluplast rubber joint 96-105/50-75mm 85509 | pcs | 20,50 | Sealings | 184 | 7392791855093
110395 | 2363421 | Faluplast rubber joint 123-126/110mm 85602 | pcs | 19,00 | Sealings | 184 | 7392791856021
136894 |  | Lubricant jar 0,8 kg PAM | pcs | 95,85 | Lubricants | 196
109810 | 2241454 | Lubricant 400ml Spray | pcs | 15,70 | Lubricants | 184
109805 | 3267654 | Special Glidex lubricant concrete/metal 1kg | pcs | 47,42 | Lubricants | 184
109815 | 2241418 | Super Glidex lubricant 400g winter quality (-30°C) | pcs | 13,96 | Lubricants | 184 | 5708923210432
700916 |  | Lubricant for concrete pipe 5kg | pcs | 156,20 | Lubricants | 235
109802 | 2241440 | Meltex Lubricant 500g | pcs | 11,28 | Lubricants | 184 | 6430050416683
109804 | 2241441 | Meltex Lubricant 1000g | pcs | 23,36 | Lubricants | 184 | 6430050416690
109825 | 2241522 | HT lubricant 225g Upofog | pcs | 33,08 | Lubricants | 184
109830 | 2241610 | HT lubricant 1000 g Upofog | pcs | 67,80 | Lubricants | 184
110350 | 3268850 | MX-Lube All Season lubricant 500ml | pcs | 13,16 | Lubricants | 184 | 6430010811879
109811 | 2241402 | Glidex gliding agent 50g | pcs | 15,70 | Lubricants | 184 | 5708923200051
110352 | 2241461 | Jumbo Lippex lubricant spray 400ml | pcs | 16,00 | Lubricants | 184 | 6416098003337
109605 | 2366011 | 110 HT slip coupler | pcs | 25,70 | Slip couplers | 184 | 9010459142368
109610 | 2275017 | 160 NAL slip coupler | pcs | 34,80 | Slip couplers | 186
108210 | 2275019 | 200 NAL slip coupler | pcs | 63,02 | Slip couplers | 186
108215 | 2238025 | 250 NAL slip coupler | pcs | 120,60 | Slip couplers | 186
108220 | 2238031 | 315 NAL slip coupler | pcs | 176,46 | Slip couplers | 186
108225 | 2238040 | 400 NAL slip coupler | pcs | 191,57 | Slip couplers | 186
109611 | 2366016 | 160 Lead-through coupling sand PVC | pcs | 43,60 | Slip couplers | 186 | 6415895136378
109612 | 2238020 | 200 Lead-through coupling sand PVC | pcs | 71,36 | Slip couplers | 186 | 9010459143570
134205 | 1819001 | Pressure pipe PE80 20x2,0/50m SDR11 blue stripe | m | 1,75 | Pressure pipes | 196 | 6430050410759
134210 | 1819002 | Pressure pipe PE80 20x2,0/100m SDR11 blue stripe | m | 1,75 | Pressure pipes | 196 | 6430010815006
134215 | 1819003 | Pressure pipe PE80 20x2,0/200m SDR 11 blue stripe | m | 1,75 | Pressure pipes | 196 | 6430010819592
134225 | 1819005 | Pressure pipe PE80 25x2,3/50m SDR11 blue stripe | m | 2,15 | Pressure pipes | 196 | 6430050410766
134230 | 1819006 | Pressure pipe PE80 25x2,3/100m SDR11 blue stripe | m | 2,15 | Pressure pipes | 196 | 6430010815013
134235 | 1819007 | Pressure pipe PE80 25x2,3/200m SDR11 blue stripe | m | 2,15 | Pressure pipes | 196 | 6430010815020
134242 | 1819172 | Pressure pipe PE80 32x3,0/3m SDR11 blue stipe | m | 2,65 | Pressure pipes | 196 | 6430050417253
134245 | 1819173 | Pressure pipe PE80 32x3,0/6m SDR11 blue stripe | m | 2,65 | Pressure pipes | 196 | 6430050413026
134250 | 1819009 | Pressure pipe PE80 32x3,0/50m SDR11 blue stripe | m | 2,65 | Pressure pipes | 196 | 6430050410773
134255 | 1819010 | Pressure pipe PE80 32x3,0/100m SDR11 blue stripe | m | 2,65 | Pressure pipes | 196 | 6430010815037
134260 | 1819011 | Pressure pipe PE80 32x3,0/200m SDR11 blue stripe | m | 2,65 | Pressure pipes | 196 | 6430010815044
134265 | 1819012 | Pressure pipe PE80 32x3,0/300m SDR11 blue stripe | m | 2,65 | Pressure pipes | 196 | 6430050417260
134270 | 1819013 | Pressure pipe PE80 32x3,0/500m SDR11 blue stripe | m | 2,65 | Pressure pipes | 196 | 6430050417277
134277 | 1819174 | Pressure pipe PE80 40x3,7/3m SDR11 blue stipe | m | 3,25 | Pressure pipes | 196 | 6430050417284
134280 | 1819015 | Pressure pipe PE80 40x3,7/6m SDR11 blue stripe | m | 3,25 | Pressure pipes | 196 | 6430050413019
134282 | 1819175 | Pressure pipe PE80 40x3,7/30m SDR11 blue stripe | m | 3,25 | Pressure pipes | 196 | 6430050417291
134285 | 1819016 | Pressure pipe PE80 40x3,7/50m SDR11 blue stripe | m | 3,25 | Pressure pipes | 196 | 6430050410780
134290 | 1819017 | Pressure pipe PE80 40x3,7/100m SDR11 blue stripe | m | 3,25 | Pressure pipes | 196 | 6430010815051
134295 | 1819018 | Pressure pipe PE80 40x3,7/200m SDR11 blue stripe | m | 3,25 | Pressure pipes | 196 | 6430010815068
134300 | 1819019 | Pressure pipe PE80 40x3,7/300m SDR11 blue stripe | m | 3,25 | Pressure pipes | 196 | 6430050410797
134310 | 1819021 | Pressure pipe PE80 40x3,7/400m SDR11 blue stripe | m | 3,25 | Pressure pipes | 196 | 6430050410803
134315 | 1819022 | Pressure pipe PE80 40x3,7/500m SDR11 blue stripe | m | 3,25 | Pressure pipes | 196 | 6430050410810
134322 | 1819176 | Pressure pipe PE80 50x4,6/3m SDR11 blue stipe | m | 5,39 | Pressure pipes | 196 | 6430050417307
134330 | 1819025 | Pressure pipe PE80 50x4,6/6m SDR11 blue stripe | m | 5,39 | Pressure pipes | 196 | 6430050417314
134325 | 1819024 | Pressure pipe PE80 50x4,6/50m SDR11 blue stripe | m | 5,39 | Pressure pipes | 196 | 6430050410827
134335 | 1819026 | Pressure pipe PE80 50x4,6/100m SDR11 blue stripe | m | 5,39 | Pressure pipes | 196 | 6430010815075
134340 | 1819027 | Pressure pipe PE80 50x4,6/200m SDR11 blue stripe | m | 5,39 | Pressure pipes | 196 | 6430010815082
134350 | 1819029 | Pressure pipe PE80 63x5,8/100m SDR11 blue stripe | m | 11,22 | Pressure pipes | 196 | 6430010815099
134355 | 1819030 | Pressure pipe PE80 63x5,8/200m SDR11 blue stripe | m | 11,22 | Pressure pipes | 196 | 6430010815105
134370 | 1819033 | Pressure pipe PE80 50x3,7/6m SDR13,6 blue stripe | m | 6,13 | Pressure pipes | 196 | 6430050417321
134380 | 1819034 | Pressure pipe PE80 50x3,7/100m SDR13,6 blue strip | m | 6,13 | Pressure pipes | 196 | 6430050417338
134385 | 1819035 | Pressure pipe PE80 50x3,7/200m SDR13,6 blue stripe | m | 6,13 | Pressure pipes | 196 | 6430050417345
135515 | 1819177 | Pressure pipe PE80 75x5,6/50m SDR13,6 blue stripe | m | 11,75 | Pressure pipes | 196 | 6430050418205
135520 | 1819178 | Pressure pipe PE80 75x 5,6/100m SDR13,6 blue strip | m | 11,75 | Pressure pipes | 196 | 6430050418212
134410 | 1819038 | Pressure pipe PE80 75x5,6/200m PN10 SDR13,6 blue s | m | 11,75 | Pressure pipes | 196 | 6430050417352
135525 | 1819179 | Pressure pipe PE80 90x6,7/50m SDR13,6 blue stripe | m | 17,29 | Pressure pipes | 196 | 6430050418229
134425 | 1819039 | Pressure pipe PE80 90x6,7/100m SDR13,6 blue strip | m | 17,29 | Pressure pipes | 196 | 6430050417369
134435 | 1819040 | Pressure pipe PE80 110x8,1/6m PN10 SDR13,6 blue st | m | 21,69 | Pressure pipes | 196 | 6430050417376
134440 | 1819041 | Pressure pipe PE80 110x8,1/12m PN10 SDR13,6 blue s | m | 21,69 | Pressure pipes | 196 | 6430050417383
134445 | 1819042 | Pressure pipe PE80 110x8,1/100m SDR13,6 blue strip | m | 21,69 | Pressure pipes | 196 | 6430050417390
134460 | 1819044 | Pressure pipe PE100 75x6,8/6m PN16 SDR11 blue stri | m | 13,49 | Pressure pipes | 196 | 6430050417406
135615 | 1819180 | Pressure pipe PE100 75x6,8/50m PN16 SDR11 blue str | m | 13,49 | Pressure pipes | 196 | 6430050418236
134465 | 1819045 | Pressure pipe PE100 75x6,8/100m PN16 SDR11 blue st | m | 13,49 | Pressure pipes | 196 | 6430050417413
135620 | 1819181 | Pressure pipe PE100 75x6,8/200m PN16 SDR11 blue st | m | 13,49 | Pressure pipes | 196 | 6430050418243
135635 | 1819182 | Pressure pipe PE100 110x10,0/6m PN16 SDR 11 blue s | m | 26,03 | Pressure pipes | 196 | 6430050418250
134472 | 1819183 | Pressure pipe PE100 63x3,8/3m SDR17 blue stipe | m | 6,24 | Pressure pipes | 196 | 6430050417420
134475 | 1819047 | Pressure pipe PE100 63x3,8/6m SDR17 blue stripe | m | 6,24 | Pressure pipes | 196 | 6430050417437
134480 | 1819048 | Pressure pipe PE100 63x3,8/50m SDR17 blue stripe | m | 6,24 | Pressure pipes | 196 | 6430050410834
134485 | 1819049 | Pressure pipe PE100 63x3,8/100m SDR17 blue stripe | m | 6,24 | Pressure pipes | 196 | 6430010815112
134490 | 1819050 | Pressure pipe PE100 63x3,8/200m SDR17 blue stripe | m | 6,24 | Pressure pipes | 196 | 6430010815129
134500 | 1819052 | Pressure pipe PE100 75x4,5 6m SDR17 blue stripe | m | 9,90 | Pressure pipes | 196 | 6430050417444
134505 | 1819053 | Pressure pipe PE100 75x4,5/50m SDR17 blue stripe | m | 9,90 | Pressure pipes | 196 | 6430050417451
134510 | 1819054 | Pressure pipe PE100 75x4,5/100m SDR17 blue stripe | m | 9,90 | Pressure pipes | 196 | 6430050417468
134515 | 1819055 | Pressure pipe PE100 75x4,5/200m SDR17 blue stripe | m | 9,90 | Pressure pipes | 196 | 6430050417475
134525 | 1819057 | Pressure pipe PE100 90x5,4 / 6m SDR17 blue stripe | m | 13,90 | Pressure pipes | 196 | 6430050417482
134535 | 1819058 | Pressure pipe PE100 90x5,4/50m SDR17 blue stripe | m | 13,90 | Pressure pipes | 196 | 6430050417499
134540 | 1819059 | Pressure pipe PE100 90x5,4/100m SDR17 blue stripe | m | 13,90 | Pressure pipes | 196 | 6430050417505
134545 | 1819060 | Pressure pipe PE100 90x5,4/200m SDR17 blue stripe | m | 13,90 | Pressure pipes | 196 | 6430050417512
134550 | 1819061 | Pressure pipe PE100 110x6,6 /m SDR17 blue stripe | m | 18,90 | Pressure pipes | 196 | 6430050417161
134555 | 1819062 | Pressure pipe PE100 110x6,6/6m SDR17 blue stripe | m | 18,90 | Pressure pipes | 196 | 6430050417529
134560 | 1819063 | Pressure pipe PE100 110x6,6/12m SDR17 blue stripe | m | 18,90 | Pressure pipes | 196 | 6430050417536
134565 | 1819064 | Pressure pipe PE100 110x6,6/100m SDR17 blue stripe | m | 18,90 | Pressure pipes | 196 | 6430050417543
135860 | 1819184 | Pressure pipe PE100 125x7,4/6m PN10 SDR17 blue str | m | 28,57 | Pressure pipes | 196 | 6430050418267
135865 | 1819185 | Pressure pipe PE100 125x7,4/12m PN10 SDR17 blue st | m | 28,57 | Pressure pipes | 196 | 6430050418274
134570 | 1819065 | Pressure pipe PE100 140x8,3/metri PN10 SDR17 blue | m | 28,03 | Pressure pipes | 196 | 6430050417178
134575 | 1819066 | Pressure pipe PE100 140x8,3/6m PN10 SDR17 blue str | m | 28,03 | Pressure pipes | 196 | 6430050417550
134580 | 1819067 | Pressure pipe PE100 140x8,3/12m PN10 SDR17 blue st | m | 28,03 | Pressure pipes | 196 | 6430050417567
134590 | 1819069 | Pressure pipe PE100 160x9,5/6m PN10 SDR17 blue str | m | 40,99 | Pressure pipes | 196 | 6430050417574
134595 | 1819070 | Pressure pipe PE100 160x9,5/12m PN10 SDR17 blue st | m | 40,99 | Pressure pipes | 196 | 6430050417581
134600 | 1819071 | Pressure pipe PE100 200x11,9/6m PN10 SDR17 blue st | m | 56,88 | Pressure pipes | 196 | 6430050417598
134605 | 1819072 | Pressure pipe PE100 200x11,9/12m PN10 SDR17 blue s | m | 56,88 | Pressure pipes | 196 | 6430050417604
134615 | 1819074 | Pressure pipe PE100 225x13,4/6m PN10 SDR17 blue st | m | 72,04 | Pressure pipes | 196 | 6430050417611
134620 | 1819075 | Pressure pipe PE100 225x13,4/12m PN10 SDR17 blue s | m | 72,04 | Pressure pipes | 196 | 6430050417628
134630 | 1819077 | Pressure pipe PE100 250x14,8/6m PN10 SDR17 blue st | m | 90,32 | Pressure pipes | 196 | 6430050417635
134635 | 1819078 | Pressure pipe PE100 250x14,8/12m PN10 SDR17 blue s | m | 90,32 | Pressure pipes | 196 | 6430050417642
134645 | 1819080 | Pressure pipe PE100 280x16,6/6m PN10 SDR17 blue st | m | 112,08 | Pressure pipes | 196 | 6430050417659
134650 | 1819081 | Pressure pipe PE100 280x16,6/12m PN10 SDR17 blue s | m | 112,08 | Pressure pipes | 196 | 6430050417666
134655 | 1819082 | Pressure pipe PE100 315x18,7/6m PN10 SDR17 blue st | m | 142,26 | Pressure pipes | 196 | 6430050417673
134660 | 1819083 | Pressure pipe PE100 315x18,7/12m PN10 SDR17 blue s | m | 142,26 | Pressure pipes | 196 | 6430050417680
134675 | 1819086 | Pressure pipe PE100 400x23,7/6m PN10 SDR17 blue st | m | 230,43 | Pressure pipes | 196 | 6430050417697
134680 | 1819087 | Pressure pipe PE100 400x23,7/12m PN10 SDR17 blue s | m | 230,43 | Pressure pipes | 196 | 6430050417703
134686 | 1819186 | Pressure pipe PE100 450x26,7/6m PN10 SDR17 blue st | m | 292,03 | Pressure pipes | 196 | 6430050417710
134687 | 1819187 | Pressure pipe PE100 450x26,7/12m PN10 SDR17 blue s | m | 292,03 | Pressure pipes | 196 | 6430050417727
134695 | 1819090 | Pressure pipe PE100 500x29,7/6m PN10 SDR17 blue st | m | 360,99 | Pressure pipes | 196 | 6430050417734
134700 | 1819091 | Pressure pipe PE100 500x29,7/12m PN10 SDR17 blue s | m | 360,99 | Pressure pipes | 196 | 6430050417741
134705 | 1819092 | Pressure pipe PE100 560x33,2/6m PN10 SDR17 blue st | m | 452,11 | Pressure pipes | 196 | 6430050417758
134710 | 1819093 | Pressure pipe PE100 560x33,2/12m PN10 SDR17 blue s | m | 452,11 | Pressure pipes | 196 | 6430050417765
137000 |  | Gerofit REX PE100 RC 32x3.0mm 100m/roll SDR11 | m | 40,05 | Pressure pipes | 196
137005 |  | Gerofit REX PE100 RC 40x3.7mm 100m/roll SDR11 | m | 42,72 | Pressure pipes | 196
137010 |  | Gerofit REX PE100 RC 63x5.8mm 100m/roll SDR11 | m | 66,76 | Pressure pipes | 196
134720 | 1819095 | Pressure pipe PE80 40x3,7/6m SDR11 brown | m | 3,25 | Pressure pipes | 196 | 6430050417772
134722 | 1819188 | Pressure pipe PE80 40x3,7/50m SDR11 brown. | m | 3,25 | Pressure pipes | 196 | 6430050417789
134725 | 1819096 | Pressure pipe PE80 40x3,7/100m SDR11 brown stirpe | m | 3,25 | Pressure pipes | 196 | 6430010819608
134730 | 1819097 | Pressure pipe PE80 40x3,7/200m SDR11 brown stripe | m | 3,25 | Pressure pipes | 196 | 6430010819615
134740 | 1819189 | Pressure pipe PE80 50x4,6 /6m SDR11 brown stipe | m | 5,39 | Pressure pipes | 196 | 6430050417796
134742 | 1819190 | Pressure pipe PE80 50x4,6/50m SDR11 brown stripe | m | 5,39 | Pressure pipes | 196 | 6430050417000
134745 | 1819099 | Pressure pipe PE80 50x4,6/100m SDR11 brown stripe | m | 5,39 | Pressure pipes | 196 | 6430010819622
134750 | 1819100 | Pressure pipe PE80 50x4,6/200m SDR11 brown stripe | m | 5,39 | Pressure pipes | 196 | 6430010819639
134760 | 1819102 | Pressure pipe PE80 63x5,8/100m SDR11 brown stripe | m | 11,22 | Pressure pipes | 196 | 6430010819646
134765 | 1819103 | Pressure pipe PE80 63x5,8/200m SDR11 brown stripe | m | 11,22 | Pressure pipes | 196 | 6430010819653
136055 | 1819191 | Pressure pipe PE100 75x6,8/50m PN16 SDR11 brown st | m | 13,49 | Pressure pipes | 196 | 6430050418311
134775 | 1819104 | Pressure pipe PE80 50x3,7/6m SDR13,6 brown stripe | m | 6,86 | Pressure pipes | 196 | 6430050417802
134780 | 1819105 | Pressure pipe PE80 50x3,7/50m PN10 SDR13,6 brown s | m | 6,86 | Pressure pipes | 196 | 6430050417819
134785 | 1819192 | Pressure pipe PE80 50x3,7/100m PN10 SDR13,6 brown | m | 6,13 | Pressure pipes | 196 | 6430050417826
134790 | 1819106 | Pressure pipe PE80 50x3,7/200m PN10 SDR13,6 brown | m | 6,86 | Pressure pipes | 196 | 6430050417833
135955 | 1819193 | Pressure pipe PE80 75x5,6/100m PN10 SDR13,6 brown | m | 11,75 | Pressure pipes | 196 | 6430050418281
134800 | 1819107 | Pressure pipe PE80 75x5,6/200m PN10 SDR13,6 brown | m | 11,75 | Pressure pipes | 196 | 6430050417840
135985 | 1819194 | Pressure pipe PE80 110x8,1/6m PN10 SDR13,6 brown s | m | 21,69 | Pressure pipes | 196 | 6430050418298
135990 | 1819195 | Pressure pipe PE80 110x8,1/12m PN10 SDR13,6 brown | m | 21,69 | Pressure pipes | 196 | 6430050418304
134805 | 1819108 | Pressure pipe PE80 110x8,1/100m PN10 SDR13,6 brown | m | 21,69 | Pressure pipes | 196 | 6430050417857
134815 | 1819196 | Pressure pipe PE100 63x3,8/6m SDR17 brown stripe | m | 6,24 | Pressure pipes | 196 | 6430050417864
134820 | 1819197 | Pressure pipe PE100 63x3,8/50m SDR17 brown stripe | m | 6,24 | Pressure pipes | 196 | 6430050417871
134825 | 1819110 | Pressure pipe PE100 63x3,8/100m SDR17 brown stripe | m | 6,24 | Pressure pipes | 196 | 6430010819660
134830 | 1819111 | Pressure pipe PE100 63x3,8/200m SDR17 brown stripe | m | 6,24 | Pressure pipes | 196 | 6430010819677
134840 | 1819113 | Pressure pipe PE100 75x4,5/6m PN10 SDR17 brown str | m | 8,76 | Pressure pipes | 196 | 6430050417888
134845 | 1819114 | Pressure pipe PE100 75x4,5/100m PN10 SDR17 brown s | m | 8,76 | Pressure pipes | 196 | 6430050417895
134850 | 1819115 | Pressure pipe PE100 75x4,5/200m PN10 SDR17 brown s | m | 8,76 | Pressure pipes | 196 | 6430050417901
134860 | 1819117 | Pressure pipe PE100 90x5,4/6m PN10 SDR17 brown str | m | 13,90 | Pressure pipes | 196 | 6430050417918
134865 | 1819118 | Pressure pipe PE100 90x5,4/100m PN10 SDR17 brown s | m | 13,90 | Pressure pipes | 196 | 6430050417925
134870 | 1819119 | Pressure pipe PE100 90x5,4/200m PN10 SDR17 brown s | m | 13,90 | Pressure pipes | 196 | 6430050417932
134880 | 1819121 | Pressure pipe PE100 110x6,6/6m PN10 SDR17 brown st | m | 18,90 | Pressure pipes | 196 | 6430050417949
134885 | 1819122 | Pressure pipe PE100 110x6,6/12m PN10 SDR17 brown s | m | 18,90 | Pressure pipes | 196 | 6430050417956
134890 | 1819123 | Pressure pipe PE100 110x6,6/100m PN10 SDR17 brown | m | 18,90 | Pressure pipes | 196 | 6430050417963
136115 | 1819198 | Pressure pipe PE100 125x7,4/6m PN10 SDR17 brown st | m | 28,57 | Pressure pipes | 196 | 6430050418328
136120 | 1819199 | Pressure pipe PE100 125x7,4/12m PN10 SDR17 brown s | m | 28,57 | Pressure pipes | 196 | 6430050418335
134900 | 1819125 | Pressure pipe PE100 140x8,3/6m PN10 SDR17 brown st | m | 28,03 | Pressure pipes | 196 | 6430050417970
134905 | 1819126 | Pressure pipe PE100 140x8,3/12m PN10 SDR17 brown s | m | 28,03 | Pressure pipes | 196 | 6430050417987
134915 | 1819128 | Pressure pipe PE100 160x9,5/6m PN10 SDR17 brown st | m | 40,99 | Pressure pipes | 196 | 6430050417994
134920 | 1819129 | Pressure pipe PE100 160x9,5/12m PN10 SDR17 brown s | m | 40,99 | Pressure pipes | 196 | 6430050418007
134930 | 1819131 | Pressure pipe PE100 200x11,9/6m PN10 SDR17 brown s | m | 56,88 | Pressure pipes | 196 | 6430050418014
134935 | 1819132 | Pressure pipe PE100 200x11,9/12m PN10 SDR17 brown | m | 56,88 | Pressure pipes | 196 | 6430050418021
136135 | 1819200 | Pressure pipe PE100 225x13,4/6m PN10 SDR17 brown s | m | 72,04 | Pressure pipes | 196 | 6430050418342
134945 | 1819134 | Pressure pipe PE100 225x13,4/12m PN10 SDR17 brown | m | 72,04 | Pressure pipes | 196 | 6430050418038
134950 | 1819135 | Pressure pipe PE100 250x14,8/6m PN10 SDR17 brown s | m | 90,32 | Pressure pipes | 196 | 6430050418045
134955 | 1819136 | Pressure pipe PE100 250x14,8/12m PN10 SDR17 brown | m | 90,32 | Pressure pipes | 196 | 6430050418052
134960 | 1819137 | Pressure pipe PE100 280x16,6/6m PN10 SDR17 brown s | m | 112,08 | Pressure pipes | 196 | 6430050418069
136145 | 1819201 | Pressure pipe PE100 280x16,6/12m PN10 SDR17 brown | m | 112,08 | Pressure pipes | 196 | 6430050418359
134970 | 1819139 | Pressure pipe PE100 315x18,7/6m PN10 SDR17 brown s | m | 142,26 | Pressure pipes | 196 | 6430050418076
134975 | 1819140 | Pressure pipe PE100 315x18,7/12m PN10 SDR17 brown | m | 142,26 | Pressure pipes | 196 | 6430050418083
134990 | 1819142 | Pressure pipe PE100 400x23,7/6m PN10 SDR17 brown s | m | 230,43 | Pressure pipes | 196 | 6430050418090
134995 | 1819144 | Pressure pipe PE100 400x23,7/12m PN10 SDR17 brown | m | 230,43 | Pressure pipes | 196 | 6430050418106
135001 | 1819202 | Pressure pipe PE100 450x26,7/6m PN10 SDR17 brown s | m | 292,03 | Pressure pipes | 196 | 6430050418113
135002 | 1819203 | Pressure pipe PE100 450x26,7/12m PN10 SDR17 brown | m | 292,03 | Pressure pipes | 196 | 6430050418120
136155 | 1819204 | Pressure pipe PE100 500x29,7/6m PN10 SDR17 brown | m | 360,99 | Pressure pipes | 196 | 6430050418366
135010 | 1819147 | Pressure pipe PE100 500x29,7/12m PN10 SDR17 brown | m | 360,99 | Pressure pipes | 196 | 6430050418137
136050 |  | Pressure pipe PE100 75x6,8/6m PN16 SDR11 brown str | m | 13,49 | Pressure pipes | 196
136060 |  | Pressure pipe PE100 75x6,8/100m PN16 SDR11 brown s | m | 13,49 | Pressure pipes | 196
136065 |  | Pressure pipe PE100 75x6,8/200m PN16 SDR11 brown s | m | 13,49 | Pressure pipes | 196
138300 | 2002500 | Geothermal heating pipe 40x2,4 / 200 m PN8 | rl | 564,51 | Geothermal heating pipes and -chambers | 194 | 6430010815136
138305 | 2002501 | Geothermal heating pipe 40x2,4 / 300 m PN8 | rl | 822,44 | Geothermal heating pipes and -chambers | 194 | 6430010815143
138310 | 2002502 | Geothermal heating pipe 40x2,4 / 400 m PN8 | rl | 1094,13 | Geothermal heating pipes and -chambers | 194 | 6430010815150
138315 | 2002503 | Geothermal heating pipe 40x2,4 / 500 m PN8 | rl | 1367,69 | Geothermal heating pipes and -chambers | 194 | 6430010815167
138400 | 2002519 | MX-Geothermal chamber for 1-3 circuit | pcs | 2712,63 | Geothermal heating pipes and -chambers | 194 | 6430050415976
138405 | 2002520 | MX-Geothermal chamber for 4-5 circuit | pcs | 3933,63 | Geothermal heating pipes and -chambers | 194 | 6430050415983
138415 | 2002201 | Geothermal collector well RauHeat Dueta 2 circuits | pcs | 2850,00 | Geothermal heating pipes and -chambers | 194 | 9010459126764
138417 | 2002202 | Geothermal collector well RauHeat Dueta 3 circuits | pcs | 3450,00 | Geothermal heating pipes and -chambers | 194 | 9010459126757
138419 | 2002203 | Geothermal collector well RauHeat Dueta 4 circuits | pcs | 3950,00 | Geothermal heating pipes and -chambers | 194 | 9010459126740
138421 | 2002204 | Geothermal collector well RauHeat Dueta 5 circuits | pcs | 4500,00 | Geothermal heating pipes and -chambers | 194 | 9010459126733
138423 | 2002205 | Geothermal collector well RauHeat Dueta 6 circuits | pcs | 4850,00 | Geothermal heating pipes and -chambers | 194 | 9010459126726
138425 | 2002206 | Geothermal collector well RauHeat Dueta 7 circuits | pcs | 5295,00 | Geothermal heating pipes and -chambers | 194 | 9010459126719
138427 | 2002207 | Geothermal collector well RauHeat Dueta 8 circuits | pcs | 5695,00 | Geothermal heating pipes and -chambers | 194 | 9010459126702
137505 | 1819205 | MX-RC+ PE100 90x5,4/6 m SDR17 blue PP protective c | m | 14,95 | MX-RC+ pipes with protective casing | 196 | 6430050418397
137510 | 1819206 | MX-RC+ PE100 90x5,4/12 m SDR17 blue PP protective | m | 14,95 | MX-RC+ pipes with protective casing | 196 | 6430050418403
137515 | 1819207 | MX-RC+ PE100 90x5,4/100 m SDR17 blue PP protective | m | 14,95 | MX-RC+ pipes with protective casing | 196 | 6430050418410
137555 | 1819208 | MX-RC+ PE100 110x6,6/6 m SDR17 blue PP protective | m | 20,95 | MX-RC+ pipes with protective casing | 196 | 6430050418458
137560 | 1819209 | MX-RC+ PE100 110x6,6/12 m SDR17 blue PP protective | m | 20,95 | MX-RC+ pipes with protective casing | 196 | 6430050418465
137565 | 1819210 | MX-RC+ PE100 110x6,6/100m SDR17 blue PP protective | m | 20,95 | MX-RC+ pipes with protective casing | 196 | 6430050418472
137575 | 1819211 | MX-RC+ PE100 125x7,4/6 m SDR17 blue PP protective | m | 23,95 | MX-RC+ pipes with protective casing | 196 | 6430050418489
137580 | 1819212 | MX-RC+ PE100 125x7,4/12 m SDR17 blue PP protective | m | 23,95 | MX-RC+ pipes with protective casing | 196 | 6430050418496
137605 | 1819213 | MX-RC+ PE100 140x8,3/6 m SDR17 blue PP protective | m | 33,65 | MX-RC+ pipes with protective casing | 196 | 6430050418526
137610 | 1819214 | MX-RC+ PE100 140x8,3/12 m SDR17 blue PP protective | m | 33,65 | MX-RC+ pipes with protective casing | 196 | 6430050418533
137635 | 1819215 | MX-RC+ PE100 160x9,5/6 m SDR17 blue PP protective | m | 44,95 | MX-RC+ pipes with protective casing | 196 | 6430050418564
137640 | 1819216 | MX-RC+ PE100 160x9,5/12 m SDR17 blue PP protective | m | 44,95 | MX-RC+ pipes with protective casing | 196 | 6430050418571
137665 | 1819217 | MX-RC+ PE100 180x10,7/6 m SDR17 blue PP protective | m | 49,95 | MX-RC+ pipes with protective casing | 196 | 6430050418601
137670 | 1819218 | MX-RC+ PE100 180x10,7/12 m SDR17 blue PP protectiv | m | 49,95 | MX-RC+ pipes with protective casing | 196 | 6430050418618
137695 | 1819219 | MX-RC+ PE100 200x11,9/6 m SDR17 blue PP protective | m | 69,50 | MX-RC+ pipes with protective casing | 196 | 6430050418649
137700 | 1819220 | MX-RC+ PE100 200x11,9/12 m SDR17 blue PP protectiv | m | 69,50 | MX-RC+ pipes with protective casing | 196 | 6430050418656
137725 | 1819221 | MX-RC+ PE100 225x13,4/6 m SDR17 blue PP protective | m | 89,50 | MX-RC+ pipes with protective casing | 196 | 6430050418687
137730 | 1819222 | MX-RC+ PE100 225x13,4/12 m SDR17 blue PP protectiv | m | 89,50 | MX-RC+ pipes with protective casing | 196 | 6430050418694
137755 | 1819223 | MX-RC+ PE100 250x14,8/6 m SDR17 blue PP protective | m | 115,00 | MX-RC+ pipes with protective casing | 196 | 6430050418724
137760 | 1819224 | MX-RC+ PE100 250x14,8/12 m SDR17 blue PP protectiv | m | 115,00 | MX-RC+ pipes with protective casing | 196 | 6430050418731
137785 | 1819225 | MX-RC+ PE100 280x16,6/6 m SDR17 blue PP protective | m | 129,00 | MX-RC+ pipes with protective casing | 196 | 6430050418762
137790 | 1819226 | MX-RC+ PE100 280x16,6/12 m SDR17 blue PP protectiv | m | 129,00 | MX-RC+ pipes with protective casing | 196 | 6430050418779
137815 | 1819227 | MX-RC+ PE100 315x18,7/6 m SDR17 blue PP protective | m | 165,00 | MX-RC+ pipes with protective casing | 196 | 6430050418786
137820 | 1819228 | MX-RC+ PE100 315x18,7/12 m SDR17 blue PP protectiv | m | 165,00 | MX-RC+ pipes with protective casing | 196 | 6430050418793
137845 | 1819229 | MX-RC+ PE100 355x21,1/6 m SDR17 blue PP protective | m | 210,00 | MX-RC+ pipes with protective casing | 196 | 6430050418823
137850 | 1819230 | MX-RC+ PE100 355x21,1/12 m SDR17 blue PP protectiv | m | 210,00 | MX-RC+ pipes with protective casing | 196 | 6430050418830
137875 | 1819231 | MX-RC+ PE100 400x23,7/6 m SDR17 blue PP protective | m | 249,00 | MX-RC+ pipes with protective casing | 196 | 6430050418847
137880 | 1819232 | MX-RC+ PE100 400x23,7/12 m SDR17 blue PP protectiv | m | 249,00 | MX-RC+ pipes with protective casing | 196 | 6430050418854
137950 | 1819233 | MX-RC+ PE100 110x10,0/6 m SDR11 blue PP protective | m | 29,95 | MX-RC+ pipes with protective casing | 196 | 6430050418939
137955 | 1819234 | MX-RC+ PE100 110x10,0/12 m SDR11 blue PP protectiv | m | 29,95 | MX-RC+ pipes with protective casing | 196 | 6430050418946
137970 | 1819235 | MX-RC+ PE100 125x11,4/6 m SDR11 blue PP protective | m | 33,50 | MX-RC+ pipes with protective casing | 196 | 6430050418953
137975 | 1819236 | MX-RC+ PE100 125x11,4/12 m SDR11 blue PP protectiv | m | 33,50 | MX-RC+ pipes with protective casing | 196 | 6430050418960
138000 | 1819237 | MX-RC+ PE100 140x12,7/6 m SDR11 blue PP protective | m | 39,95 | MX-RC+ pipes with protective casing | 196 | 6430050418977
138005 | 1819238 | MX-RC+ PE100 140x12,7/12 m SDR11 blue PP protectiv | m | 39,95 | MX-RC+ pipes with protective casing | 196 | 6430050418984
138030 | 1819239 | MX-RC+ PE100 160x14,6/6 m SDR11 blue PP protective | m | 55,00 | MX-RC+ pipes with protective casing | 196 | 6430050418991
138035 | 1819240 | MX-RC+ PE100 160x14,6/12 m SDR11 blue PP protectiv | m | 55,00 | MX-RC+ pipes with protective casing | 196 | 6430050419004
138060 | 1819241 | MX-RC+ PE100 180x16,4/6 m SDR11 blue PP protective | m | 74,50 | MX-RC+ pipes with protective casing | 196 | 6430050419035
138065 | 1819242 | MX-RC+ PE100 180x16,4/12 m SDR11 blue PP protectiv | m | 74,50 | MX-RC+ pipes with protective casing | 196 | 6430050419042
138090 | 1819243 | MX-RC+ PE100 200x18,2/6 m SDR11 blue PP protective | m | 94,50 | MX-RC+ pipes with protective casing | 196 | 6430050419059
138095 | 1819244 | MX-RC+ PE100 200x18,2/12 m SDR11 blue PP protectiv | m | 94,50 | MX-RC+ pipes with protective casing | 196 | 6430050419066
138120 | 1819245 | MX-RC+ PE100 225x20,5/6 m SDR11 blue PP protective | m | 122,00 | MX-RC+ pipes with protective casing | 196 | 6430050419097
138125 | 1819246 | MX-RC+ PE100 225x20,5/12 m SDR11 blue PP protectiv | m | 122,00 | MX-RC+ pipes with protective casing | 196 | 6430050419103
138150 | 1819247 | MX-RC+ PE100 250x22,7/6 m SDR11 blue PP protective | m | 145,00 | MX-RC+ pipes with protective casing | 196 | 6430050419110
138155 | 1819248 | MX-RC+ PE100 250x22,7/12 m SDR11 blue PP protectiv | m | 145,00 | MX-RC+ pipes with protective casing | 196 | 6430050419127
138180 | 1819249 | MX-RC+ PE100 280x25,4/6 m SDR11 blue PP protective | m | 189,00 | MX-RC+ pipes with protective casing | 196 | 6430050419158
138185 | 1819250 | MX-RC+ PE100 280x25,4/12 m SDR11 blue PP protectiv | m | 189,00 | MX-RC+ pipes with protective casing | 196 | 6430050419165
138210 | 1819251 | MX-RC+ PE100 315x28,6/6 m SDR11 blue PP protective | m | 219,00 | MX-RC+ pipes with protective casing | 196 | 6430050419172
138215 | 1819252 | MX-RC+ PE100 315x28,6/12 m SDR11 blue PP protectiv | m | 219,00 | MX-RC+ pipes with protective casing | 196 | 6430050419189
138270 | 1819253 | MX-RC+ PE100 400x36,3/6 m SDR11 blue PP protective | m | 345,00 | MX-RC+ pipes with protective casing | 196 | 6430050419219
138275 | 1819254 | MX-RC+ PE100 400x36,3/12 m SDR11 blue PP protectiv | m | 345,00 | MX-RC+ pipes with protective casing | 196 | 6430050419226
137535 | 1819255 | MX-RC+ PE100 110x6,6/6 m SDR17 brown PP-suorakuori | m | 20,95 | MX-RC+ pipes with protective casing | 196 | 6430050418427
137540 | 1819256 | MX-RC+ PE100 110x6,6/12 m SDR17 brown PP protectiv | m | 20,95 | MX-RC+ pipes with protective casing | 196 | 6430050418434
137545 | 1819257 | MX-RC+ PE100 110x6,6/100 m SDR17 brown PP protecti | m | 20,95 | MX-RC+ pipes with protective casing | 196 | 6430050418441
137590 | 1819258 | MX-RC+ PE100 125x7,4/6 m SDR17 brown PP protective | m | 23,95 | MX-RC+ pipes with protective casing | 196 | 6430050418502
137595 | 1819259 | MX-RC+ PE100 125x7,4/12 m SDR17 brown PP protectiv | m | 23,95 | MX-RC+ pipes with protective casing | 196 | 6430050418519
137620 | 1819260 | MX-RC+ PE100 140x8,3/6 m SDR17 brown PP protective | m | 33,65 | MX-RC+ pipes with protective casing | 196 | 6430050418540
137625 | 1819261 | MX-RC+ PE100 140x8,3/12 m SDR17 brown PP protectiv | m | 33,65 | MX-RC+ pipes with protective casing | 196 | 6430050418557
137650 | 1819262 | MX-RC+ PE100 160x9,5/6 m SDR17 brown PP protective | m | 44,95 | MX-RC+ pipes with protective casing | 196 | 6430050418588
137655 | 1819263 | MX-RC+ PE100 160x9,5/12 m SDR17 brown PP protectiv | m | 44,95 | MX-RC+ pipes with protective casing | 196 | 6430050418595
137680 | 1819264 | MX-RC+ PE100 180x10,7/6 m SDR17 brown PP protectiv | m | 49,95 | MX-RC+ pipes with protective casing | 196 | 6430050418625
137685 | 1819265 | MX-RC+ PE100 180x10,7/12 m SDR17 brown PP protecti | m | 49,95 | MX-RC+ pipes with protective casing | 196 | 6430050418632
137710 | 1819266 | MX-RC+ PE100 200x11,9/6 m SDR17 brown PP protectiv | m | 69,50 | MX-RC+ pipes with protective casing | 196 | 6430050418663
137715 | 1819267 | MX-RC+ PE100 200x11,9/12 m SDR17 brown PP protecti | m | 69,50 | MX-RC+ pipes with protective casing | 196 | 6430050418670
137740 | 1819268 | MX-RC+ PE100 225x13,4/6 m SDR17 brown PP protectiv | m | 89,50 | MX-RC+ pipes with protective casing | 196 | 6430050418700
137745 | 1819269 | MX-RC+ PE100 225x13,4/12 m SDR17 brown PP protecti | m | 89,50 | MX-RC+ pipes with protective casing | 196 | 6430050418717
137770 | 1819270 | MX-RC+ PE100 250x14,8/6 m SDR17 brown PP protectiv | m | 115,00 | MX-RC+ pipes with protective casing | 196 | 6430050418748
137775 | 1819271 | MX-RC+ PE100 250x14,8/12 m SDR17 brown PP protecti | m | 115,00 | MX-RC+ pipes with protective casing | 196 | 6430050418755
137830 | 1819272 | MX-RC+ PE100 315x18,7/6 m SDR17 brown PP protectiv | m | 165,00 | MX-RC+ pipes with protective casing | 196 | 6430050418809
137835 | 1819273 | MX-RC+ PE100 315x18,7/12 m SDR17 brown PP protecti | m | 165,00 | MX-RC+ pipes with protective casing | 196 | 6430050418816
137890 | 1819274 | MX-RC+ PE100 400x23,7/6 m SDR17 brown PP protectiv | m | 249,00 | MX-RC+ pipes with protective casing | 196 | 6430050418861
137895 | 1819275 | MX-RC+ PE100 400x23,7/12 m SDR17 brown PP protecti | m | 249,00 | MX-RC+ pipes with protective casing | 196 | 6430050418878
137905 | 1819276 | MX-RC+ PE100 90x5,4/6 m SDR11 brown PP protective | m | 19,95 | MX-RC+ pipes with protective casing | 196 | 6430050418885
137910 | 1819277 | MX-RC+ PE100 90x5,4/12 m SDR11 brown PP protective | m | 19,95 | MX-RC+ pipes with protective casing | 196 | 6430050418892
137915 | 1819278 | MX-RC+ PE100 90x5,4/100 m SDR11 brown PP protectiv | m | 19,95 | MX-RC+ pipes with protective casing | 196 | 6430050418908
137930 | 1819279 | MX-RC+ PE100 110x10,0/6 m SDR11 brown PP protectiv | m | 29,95 | MX-RC+ pipes with protective casing | 196 | 6430050418915
137935 | 1819280 | MX-RC+ PE100 110x10,0/12 m SDR11 brown PP protecti | m | 29,95 | MX-RC+ pipes with protective casing | 196 | 6430050418922
138040 | 1819281 | MX-RC+ PE100 160x14,6/m SDR11 brown PP protective | m | 55,00 | MX-RC+ pipes with protective casing | 196 | 6430050419011
138045 | 1819282 | MX-RC+ PE100 160x14,6/6 m SDR11 brown PP protectiv | m | 55,00 | MX-RC+ pipes with protective casing | 196 | 6430050419028
138105 | 1819283 | MX-RC+ PE100 200x18,2/6 m SDR11 brown PP protectiv | m | 94,50 | MX-RC+ pipes with protective casing | 196 | 6430050419073
138110 | 1819284 | MX-RC+ PE100 200x18,2/12 m SDR11 brown PP protecti | m | 94,50 | MX-RC+ pipes with protective casing | 196 | 6430050419080
138165 | 1819285 | MX-RC+ PE100 250x22,7/6 m SDR11 brown PP protectiv | m | 145,00 | MX-RC+ pipes with protective casing | 196 | 6430050419134
138170 | 1819286 | MX-RC+ PE100 250x22,7/12 m SDR11 brown PP protecti | m | 145,00 | MX-RC+ pipes with protective casing | 196 | 6430050419141
138225 | 1819287 | MX-RC+ PE100 315x28,6/6 m SDR11 brown PP protectiv | m | 219,00 | MX-RC+ pipes with protective casing | 196 | 6430050419196
138230 | 1819288 | MX-RC+ PE100 315x28,6/12 m SDR11 brown PP protecti | m | 219,00 | MX-RC+ pipes with protective casing | 196 | 6430050419202
138285 | 1819289 | MX-RC+ PE100 400x36,3/6 m SDR11 brown PP protectiv | m | 345,00 | MX-RC+ pipes with protective casing | 196 | 6430050419233
138290 | 1819290 | MX-RC+ PE100 400x36,3/12 m SDR11 brown PP protecti | m | 345,00 | MX-RC+ pipes with protective casing | 196 | 6430050419240
139255 |  | Electric welding bend 90-22,5 | pcs | 85,44 | Electrical welding parts | 197
139260 |  | Electric welding bend 110-22,5 | pcs | 132,94 | Electrical welding parts | 197
139265 |  | Electric welding bend 160-22,5 | pcs | 287,68 | Electrical welding parts | 197
139190 |  | Electric welding bend 32-45 | pcs | 32,82 | Electrical welding parts | 197
139195 |  | Electric welding bend 40-45 | pcs | 35,02 | Electrical welding parts | 197
139200 |  | Electric welding bend 50-45 | pcs | 43,63 | Electrical welding parts | 197
139205 |  | Electric welding bend 63-45 | pcs | 53,91 | Electrical welding parts | 197
139210 |  | Electric welding bend 75-45 | pcs | 70,41 | Electrical welding parts | 197
139215 |  | Electric welding bend 90-45 | pcs | 83,98 | Electrical welding parts | 197
139220 |  | Electric welding bend 110-45 | pcs | 121,56 | Electrical welding parts | 197
139227 |  | Electric welding bend 140-45 | pcs | 206,78 | Electrical welding parts | 197
139230 |  | Electric welding bend 160-45 | pcs | 275,76 | Electrical welding parts | 197
139235 |  | Electric welding bend 180-45 | pcs | 350,21 | Electrical welding parts | 197
139240 |  | Electric welding bend 200-45 | pcs | 654,39 | Electrical welding parts | 197
139245 |  | Electric welding bend 225-45 | pcs | 714,16 | Electrical welding parts | 197
139250 |  | Electric welding bend 250-45 | pcs | 872,59 | Electrical welding parts | 197
139105 |  | Electric welding bend 32-90 | pcs | 31,71 | Electrical welding parts | 197
139110 |  | Electric welding bend 40-90 | pcs | 33,74 | Electrical welding parts | 197
139115 |  | Electric welding bend 50-90 | pcs | 43,63 | Electrical welding parts | 197
139120 |  | Electric welding bend 63-90 | pcs | 53,91 | Electrical welding parts | 197
139125 |  | Electric welding bend 75-90 | pcs | 65,45 | Electrical welding parts | 197
139130 |  | Electric welding bend 90-90 | pcs | 83,98 | Electrical welding parts | 197
139135 |  | Electric welding bend 110-90 | pcs | 114,42 | Electrical welding parts | 197
139150 |  | Electric welding bend 140-90 | pcs | 218,19 | Electrical welding parts | 197
139155 |  | Electric welding bend 160-90 | pcs | 269,90 | Electrical welding parts | 197
139170 |  | Electric welding bend 180-90 | pcs | 324,36 | Electrical welding parts | 197
139175 |  | Electric welding bend 200-90 | pcs | 594,98 | Electrical welding parts | 197
139180 |  | Electric welding bend 225-90 | pcs | 714,16 | Electrical welding parts | 197
139185 |  | Electric welding bend 250-90 | pcs | 872,59 | Electrical welding parts | 197
139160 |  | Electric welding bend 160 mm + adjustable | pcs | 592,60 | Electrical welding parts | 197
139140 |  | Electric welding bend 110 mm + adjustable | pcs | 356,99 | Electrical welding parts | 197
139177 |  | Electric welding bend 200 mm + adjust. (0-24 deg.) | pcs | 886,98 | Electrical welding parts | 197
139178 |  | Electric welding bend 200 mm - adjust. (0-12 deg.) | pcs | 772,78 | Electrical welding parts | 197
139145 |  | Electric welding bend 110 mm - adjustable | pcs | 277,59 | Electrical welding parts | 197
139165 |  | Electric welding bend 160 mm - adjustable | pcs | 515,77 | Electrical welding parts | 197
139283 |  | Electric welding branch 50/32/50 | pcs | 51,90 | Electrical welding parts | 197
139290 |  | Electric welding branch 63/32/63 | pcs | 61,42 | Electrical welding parts | 197
139295 |  | Electric welding branch 63/40/63 | pcs | 61,42 | Electrical welding parts | 197
139300 |  | Electric welding branch 63/50/63 | pcs | 57,38 | Electrical welding parts | 197
139310 |  | Electric welding branch 75/63/75 | pcs | 73,34 | Electrical welding parts | 197
139320 |  | Electric welding branch 90/63/90 | pcs | 97,19 | Electrical welding parts | 197
139330 |  | Electric welding branch 110/63/110 | pcs | 160,81 | Electrical welding parts | 197
139335 |  | Electric welding branch 110/90/110 | pcs | 160,81 | Electrical welding parts | 197
139345 |  | Electric welding branch 125/90/125 | pcs | 213,06 | Electrical welding parts | 197
139350 |  | Electric welding branch 160/90/160 | pcs | 375,32 | Electrical welding parts | 197
139355 |  | Electric welding branch 160/110/160 | pcs | 375,32 | Electrical welding parts | 197
139270 |  | Electric welding branch 25/25/25 | pcs | 21,82 | Electrical welding parts | 197
139275 |  | Electric welding branch 32/32/32 | pcs | 24,40 | Electrical welding parts | 197
139280 |  | Electric welding branch 40/40/40 | pcs | 34,65 | Electrical welding parts | 197
139285 |  | Electric welding branch 50/50/50 | pcs | 47,49 | Electrical welding parts | 197
139305 |  | Electric welding branch 63/63/63 | pcs | 55,55 | Electrical welding parts | 197
139315 |  | Electric welding branch 75/75/75 | pcs | 74,08 | Electrical welding parts | 197
139325 |  | Electric welding branch 90/90/90 | pcs | 87,10 | Electrical welding parts | 197
139340 |  | Electric welding branch 110/110/110 | pcs | 144,48 | Electrical welding parts | 197
139360 |  | Electric welding branch 160/160/160 | pcs | 340,86 | Electrical welding parts | 197
139365 |  | Electric welding branch 180/180/180 | pcs | 453,81 | Electrical welding parts | 197
139375 |  | Electric welding branch 200/200/200 | pcs | 601,96 | Electrical welding parts | 197
139370 |  | Electric welding branch 200x110x200 | pcs | 634,86 | Electrical welding parts | 197
139385 |  | Electric welding branch 250/250/250 | pcs | 1111,13 | Electrical welding parts | 197
139390 |  | Electric welding coupler 40 PN10 | pcs | 13,75 | Electrical welding parts | 197
139393 |  | Electric welding coupler 50 PN10 | pcs | 14,67 | Electrical welding parts | 197
139395 |  | Electric welding coupler 63 PN10 | pcs | 15,03 | Electrical welding parts | 197
139400 |  | Electric welding coupler 75 PN10 | pcs | 20,53 | Electrical welding parts | 197
139405 |  | Electric welding coupler 90 PN10 | pcs | 24,20 | Electrical welding parts | 197
139410 |  | Electric welding coupler 110 PN10 | pcs | 29,52 | Electrical welding parts | 197
139415 |  | Electric welding coupler 125 PN10 | pcs | 41,62 | Electrical welding parts | 197
139420 |  | Electric welding coupler 140 PN10 | pcs | 49,33 | Electrical welding parts | 197
139425 |  | Electric welding coupler 160 PN10 | pcs | 53,91 | Electrical welding parts | 197
139430 |  | Electric welding coupler 180 PN10 | pcs | 79,21 | Electrical welding parts | 197
139435 |  | Electric welding coupler 200 PN10 | pcs | 93,70 | Electrical welding parts | 197
139440 |  | Electric welding coupler 225 PN10 | pcs | 138,99 | Electrical welding parts | 197
139445 |  | Electric welding coupler 250 PN10 | pcs | 218,19 | Electrical welding parts | 197
139450 |  | Electric welding coupler 280 PN10 | pcs | 317,39 | Electrical welding parts | 197
139455 |  | Electric welding coupler 315 PN10 | pcs | 356,99 | Electrical welding parts | 197
139460 |  | Electric welding coupler 355 PN10 | pcs | 555,57 | Electrical welding parts | 197
139465 |  | Electric welding coupler 400 PN10 | pcs | 892,57 | Electrical welding parts | 197
139470 |  | Electric welding coupler 500 PN10 | pcs | 1203,73 | Electrical welding parts | 197
139480 |  | Electric welding coupler 25 PN16 | pcs | 11,00 | Electrical welding parts | 197
139485 |  | Electric welding coupler 32 PN16 | pcs | 12,10 | Electrical welding parts | 197
139490 |  | Electric welding coupler 40 PN16 | pcs | 12,83 | Electrical welding parts | 197
139495 |  | Electric welding coupler 50 PN16 | pcs | 17,42 | Electrical welding parts | 197
139500 |  | Electric welding coupler 63 PN16 | pcs | 19,61 | Electrical welding parts | 197
139505 |  | Electric welding coupler 75 PN16 | pcs | 25,67 | Electrical welding parts | 197
139510 |  | Electric welding coupler 90 PN16 | pcs | 28,24 | Electrical welding parts | 197
139515 |  | Electric welding coupler 110 PN16 | pcs | 36,67 | Electrical welding parts | 197
139520 |  | Electric welding coupler 125 PN16 | pcs | 48,22 | Electrical welding parts | 197
139530 |  | Electric welding coupler 160 PN16 | pcs | 67,47 | Electrical welding parts | 197
139535 |  | Electric welding coupler 180 PN16 | pcs | 95,17 | Electrical welding parts | 197
139540 |  | Electric welding coupler 200 PN16 | pcs | 116,98 | Electrical welding parts | 197
139545 |  | Electric welding coupler 225 PN16 | pcs | 166,67 | Electrical welding parts | 197
139550 |  | Electric welding coupler 250 PN16 | pcs | 266,97 | Electrical welding parts | 197
139560 |  | Electric welding coupler 315 PN16 | pcs | 426,48 | Electrical welding parts | 197
139660 |  | Electric welding plug 25 | pcs | 17,42 | Electrical welding parts | 197
139665 |  | Electric welding plug 32 | pcs | 17,78 | Electrical welding parts | 197
139670 |  | Electric welding plug 40 | pcs | 21,82 | Electrical welding parts | 197
139675 |  | Electric welding plug 50 | pcs | 28,78 | Electrical welding parts | 197
139680 |  | Electric welding plug 63 | pcs | 38,33 | Electrical welding parts | 197
139685 |  | Electric welding plug 75 | pcs | 56,47 | Electrical welding parts | 197
139690 |  | Electric welding plug 90 | pcs | 63,80 | Electrical welding parts | 197
139695 |  | Electric welding plug 110 | pcs | 89,29 | Electrical welding parts | 197
139700 |  | Electric welding plug 140 | pcs | 144,86 | Electrical welding parts | 197
139705 |  | Electric welding plug 160 | pcs | 173,27 | Electrical welding parts | 197
139710 |  | Electric welding plug 200 | pcs | 299,97 | Electrical welding parts | 197
139715 |  | Electric welding plug 225 | pcs | 321,25 | Electrical welding parts | 197
139725 |  | E. welding coupler/brass 40x1 1/4´´ UK | pcs | 73,34 | Electrical welding parts | 197
139730 |  | E. welding coupler/brass 40x11/2´´ UK | pcs | 79,21 | Electrical welding parts | 197
139735 |  | E. welding coupler/brass 50x11/2´´ UK | pcs | 93,15 | Electrical welding parts | 197
139740 |  | E. welding coupler/brass 63x2´´ UK | pcs | 123,04 | Electrical welding parts | 197
139741 |  | E. welding coupler/brass 75x2 1/2" male | pcs | 161,02 | Electrical welding parts | 197
139760 |  | E. welding coupler/brass 40x1 1/4´´ SK | pcs | 103,22 | Electrical welding parts | 197
139765 |  | E. welding coupler/brass 40x1 1/2´´ SK | pcs | 105,25 | Electrical welding parts | 197
139773 |  | E. welding coupler/brass 50x2´´ SK | pcs | 116,62 | Electrical welding parts | 197
139774 |  | E. welding coupler/brass 63x1 1/2´´ SK | pcs | 125,97 | Electrical welding parts | 197
139775 |  | E. welding coupler/brass 63x2´´ SK | pcs | 138,99 | Electrical welding parts | 197
139565 |  | Electric welding reducer 32x20 | pcs | 13,93 | Electrical welding parts | 197
139570 |  | Electric welding reducer 32x25 | pcs | 13,93 | Electrical welding parts | 197
139575 |  | Electric welding reducer 40x32 | pcs | 25,12 | Electrical welding parts | 197
139580 |  | Electric welding reducer 50x32 | pcs | 31,36 | Electrical welding parts | 197
139585 |  | Electric welding reducer 50x40 | pcs | 33,74 | Electrical welding parts | 197
139590 |  | Electric welding reducer 63x32 | pcs | 36,31 | Electrical welding parts | 197
139595 |  | Electric welding reducer 63x40 | pcs | 36,31 | Electrical welding parts | 197
139600 |  | Electric welding reducer 63x50 | pcs | 37,77 | Electrical welding parts | 197
139605 |  | Electric welding reducer 75x63 | pcs | 51,70 | Electrical welding parts | 197
139610 |  | Electric welding reducer 90x50 | pcs | 57,57 | Electrical welding parts | 197
139615 |  | Electric welding reducer 90x63 | pcs | 57,57 | Electrical welding parts | 197
139620 |  | Electric welding reducer 90x75 | pcs | 69,49 | Electrical welding parts | 197
139625 |  | Electric welding reducer 110x63 | pcs | 87,27 | Electrical welding parts | 197
139630 |  | Electric welding reducer 110x90 | pcs | 87,27 | Electrical welding parts | 197
139635 |  | Electric welding reducer 160x90 | pcs | 116,62 | Electrical welding parts | 197
139640 |  | Electric welding reducer 125x90 | pcs | 121,02 | Electrical welding parts | 197
139650 |  | Electric welding reducer 160x110 | pcs | 125,05 | Electrical welding parts | 197
139895 |  | Branch saddle, bottom piece. 63/32 | pcs | 57,38 | Electrical welding parts | 197
139900 |  | Branch saddle, bottom piece. 63/40 | pcs | 61,42 | Electrical welding parts | 197
139905 |  | Branch saddle, bottom piece. 63/50 | pcs | 61,42 | Electrical welding parts | 197
139910 |  | Branch saddle, bottom piece. 63/63 | pcs | 61,42 | Electrical welding parts | 197
139915 |  | Branch saddle, bottom piece. 75/32 | pcs | 64,91 | Electrical welding parts | 197
139920 |  | Branch saddle, bottom piece. 75/40 | pcs | 69,49 | Electrical welding parts | 197
139925 |  | Branch saddle, bottom piece. 75/50 | pcs | 64,91 | Electrical welding parts | 197
139930 |  | Branch saddle, bottom piece. 75/63 | pcs | 64,91 | Electrical welding parts | 197
139935 |  | Branch saddle, bottom piece. 90/32 | pcs | 73,34 | Electrical welding parts | 197
139940 |  | Branch saddle, bottom piece. 90/40 | pcs | 73,34 | Electrical welding parts | 197
139945 |  | Branch saddle, bottom piece. 90/50 | pcs | 68,58 | Electrical welding parts | 197
139950 |  | Branch saddle, bottom piece. 90/90 | pcs | 125,97 | Electrical welding parts | 197
139955 |  | Branch saddle, bottom piece. 90/63 | pcs | 69,82 | Electrical welding parts | 197
139960 |  | Branch saddle, bottom piece. 110/32 | pcs | 89,29 | Electrical welding parts | 197
139965 |  | Branch saddle, bottom piece. 110/40 | pcs | 89,29 | Electrical welding parts | 197
139970 |  | Branch saddle, bottom piece. 110/50 | pcs | 83,43 | Electrical welding parts | 197
139975 |  | Branch saddle, bottom piece. 110/63 | pcs | 89,29 | Electrical welding parts | 197
139980 |  | Branch saddle, bottom piece. 110/90 | pcs | 101,95 | Electrical welding parts | 197
139985 |  | Branch saddle, bottom piece. 140/50 | pcs | 114,78 | Electrical welding parts | 197
139990 |  | Branch saddle, bottom piece. 140/63 | pcs | 114,78 | Electrical welding parts | 197
139995 |  | Branch saddle, bottom piece. 140/90 | pcs | 138,99 | Electrical welding parts | 197
140000 |  | Branch saddle, bottom piece. 160/32 | pcs | 161,16 | Electrical welding parts | 197
140005 |  | Branch saddle, bottom piece. 160/40 | pcs | 148,71 | Electrical welding parts | 197
140007 |  | Branch saddle, bottom piece. 160/50 | pcs | 138,99 | Electrical welding parts | 197
140010 |  | Branch saddle, bottom piece. 160/63 | pcs | 148,71 | Electrical welding parts | 197
140015 |  | Branch saddle, bottom piece. 160/90 | pcs | 148,71 | Electrical welding parts | 197
140020 |  | Branch saddle, bottom piece. 160/110 | pcs | 148,71 | Electrical welding parts | 197
140025 |  | Branch saddle, bottom piece. 200/63 | pcs | 168,50 | Electrical welding parts | 197
140030 |  | Branch saddle, bottom piece. 200/90 | pcs | 222,23 | Electrical welding parts | 197
140037 |  | Branch saddle, bottom piece. 225/90 | pcs | 222,23 | Electrical welding parts | 197
140040 |  | Branch saddle, bottom piece. 250/90 | pcs | 237,99 | Electrical welding parts | 197
140045 |  | Branch saddle, bottom piece. 280/90 | pcs | 358,10 | Electrical welding parts | 197
140050 |  | Branch saddle, bottom piece. 315/90 | pcs | 234,15 | Electrical welding parts | 197
139780 |  | Tapping saddle, bottom piece 50x32 | pcs | 83,43 | Electrical welding parts | 197
139785 |  | Tapping saddle, bottom piece 63x32 | pcs | 81,41 | Electrical welding parts | 197
139790 |  | Tapping saddle, bottom piece 63x40 | pcs | 87,27 | Electrical welding parts | 197
139795 |  | Tapping saddle, bottom piece 63x50 | pcs | 111,12 | Electrical welding parts | 197
139800 |  | Tapping saddle, bottom piece 63x63 | pcs | 111,12 | Electrical welding parts | 197
139805 |  | Tapping saddle, bottom piece 75x32 | pcs | 105,61 | Electrical welding parts | 197
139810 |  | Tapping saddle, bottom piece 75x40 | pcs | 113,12 | Electrical welding parts | 197
139820 |  | Tapping saddle, bottom piece 75x63 | pcs | 113,12 | Electrical welding parts | 197
139830 |  | Tapping saddle, bottom piece 90x40 | pcs | 103,22 | Electrical welding parts | 197
139835 |  | Tapping saddle, bottom piece 90x50 | pcs | 96,26 | Electrical welding parts | 197
139840 |  | Tapping saddle, bottom piece 90x63 | pcs | 114,97 | Electrical welding parts | 197
139850 |  | Tapping saddle, bottom piece 110x40 | pcs | 111,12 | Electrical welding parts | 197
139855 |  | Tapping saddle, bottom piece 110x50 | pcs | 116,98 | Electrical welding parts | 197
139860 |  | Tapping saddle, bottom piece 110x63 | pcs | 116,98 | Electrical welding parts | 197
139865 |  | Tapping saddle, bottom piece 140x63 | pcs | 170,53 | Electrical welding parts | 197
139870 |  | Tapping saddle, bottom piece 160x40 | pcs | 161,16 | Electrical welding parts | 197
139875 |  | Tapping saddle, bottom piece 160x50 | pcs | 164,84 | Electrical welding parts | 197
139880 |  | Tapping saddle, bottom piece 160x63 | pcs | 176,57 | Electrical welding parts | 197
139885 |  | Tapping saddle, bottom piece 200x63 | pcs | 213,06 | Electrical welding parts | 197
140055 |  | Adapter 4,7/4,0 mm | pcs | 237,99 | Electrical welding parts | 197
140060 |  | Adapter 4,0/4,7 mm | pcs | 237,99 | Electrical welding parts | 197
140075 |  | Digimatic welding machine | pcs | 5408,06 | Electrical welding parts | 197
140835 |  | PE bend 160 - 90 PN10 SDR17 short | pcs | 109,01 | Cold parts | 277
140905 |  | PE Bend 315 - 90 PN10 SRD17 short | pcs | 624,68 | Cold parts | 277
140805 |  | PE Elbow 63 - 90 PN10 SDR 17 long | pcs | 24,83 | Cold parts | 277
140810 |  | PE Bend 90 - 90 PN10 SRD17 long | pcs | 28,04 | Cold parts | 277
140815 |  | PE Bend 110 - 90 PN10 SRD17 Long | pcs | 52,34 | Cold parts | 277
140820 |  | PE Bend 125 - 90 PN10 SDR 17 long | pcs | 66,71 | Cold parts | 277
140825 |  | PE Bend 140 - 90 PN10 SRD17 Long | pcs | 81,93 | Cold parts | 277
140830 |  | PE Bend 160 - 90 PN10 SRD17 Long | pcs | 97,50 | Cold parts | 277
140840 |  | PE Bend 180 - 90 PN10 SRD17 long | pcs | 109,62 | Cold parts | 277
140845 |  | PE Bend 200 - 90 PN10 SRD17 long | pcs | 149,86 | Cold parts | 277
140855 |  | PE Bend 250 - 90 PN10 SRD17 long | pcs | 295,64 | Cold parts | 277
140865 |  | PE Bend 280 - 90 PN10 SRD17 long | pcs | 445,92 | Cold parts | 277
140870 |  | PE Bend 315 - 90 PN10 SRD17 Long | pcs | 558,48 | Cold parts | 277
140875 |  | PE Bend 110 - 45 PN10 SRD17 long | pcs | 45,85 | Cold parts | 277
140880 |  | PE Bend 160 - 45 PN10 SRD17 Long | pcs | 97,50 | Cold parts | 277
140895 |  | PE Bend 225 - 45 PN10 SDR 17 long | pcs | 277,50 | Cold parts | 277
140900 |  | PE Bend 315 - 45 PN10 SDR17 Long | pcs | 509,40 | Cold parts | 277
140850 |  | PE bend 200 - 90 PN16 SDR11 long | pcs | 166,64 | Cold parts | 277
141075 |  | PE T-Branch 110x110x110 PN10 SRD17 Long | pcs | 54,68 | Cold parts | 277
141080 |  | PE T-Branch 160x160x160 PN10 SDR17 Long | pcs | 135,49 | Cold parts | 277
141100 |  | PE T-Branch 200x200x200 PN10 SRD17 Long | pcs | 272,62 | Cold parts | 277
141110 |  | PE T-Branch 225x225x225 PN10 SRD17 Long | pcs | 324,80 | Cold parts | 277
141115 |  | PE T-branch 250x250x250 PN10 SRD17 long | pcs | 392,20 | Cold parts | 277
141155 |  | PE T-branch 160x110x160 PN10 SRD17 long | pcs | 299,80 | Cold parts | 277
141160 |  | PE T-Branch 315x110x315 PN10 SRD17 Long | pcs | 553,54 | Cold parts | 277
141125 |  | PE Y-branch 50/50-45 PN16 SRD11 long | pcs | 89,03 | Cold parts | 277
141130 |  | PE Y-Branch 63/63-45 PN16 SRD11 Long | pcs | 119,92 | Cold parts | 277
141135 |  | PE Y-Branch 75/75-45 PN16 SRD11 Long | pcs | 180,65 | Cold parts | 277
141140 |  | PE Y-branch 90/90-45 PN16 SRD11 long | pcs | 279,37 | Cold parts | 277
141145 |  | PE Y-Branch 110/110-45 PN16 SRD11 Long | pcs | 399,72 | Cold parts | 277
141185 |  | PE Reducer 75-63 PN10 SRD17 Long | pcs | 21,12 | Cold parts | 277
141190 |  | PE Reducer 90-63 PN10 SRD17 Long | pcs | 25,96 | Cold parts | 277
141195 |  | PE Reducer 90-75 PN10 SRD17 long | pcs | 27,26 | Cold parts | 277
141200 |  | PE Reducer 110-63 PN10 SRD17 Long | pcs | 40,67 | Cold parts | 277
141205 |  | PE Reducer 110-75 PN10 SRD17 Long | pcs | 33,92 | Cold parts | 277
141215 |  | PE Reducer 110-90 PN10 SRD17 Long | pcs | 40,67 | Cold parts | 277
141220 |  | PE Reducer 160-110 PN10 SRD17 long | pcs | 89,99 | Cold parts | 277
141225 |  | PE Reducer 160-140 PN10 SRD17 Long | pcs | 92,32 | Cold parts | 277
141230 |  | PE Reducer 180-160 PN10 SRD17 Long | pcs | 110,74 | Cold parts | 277
141235 |  | PE Reducer 200-160 PN10 SRD17 Long | pcs | 126,84 | Cold parts | 277
141245 |  | PE Reducer 225-160 PN10 SRD17 Long | pcs | 230,75 | Cold parts | 277
141250 |  | PE Reducer 225-200 PN10 SRD17 Long | pcs | 264,75 | Cold parts | 277
141255 |  | Spigot Reducer 250-160 PN10 SDR17 long | pcs | 258,01 | Cold parts | 277
141260 |  | PE Reducer 250-200 PN10 SRD17 Long | pcs | 264,75 | Cold parts | 277
141265 |  | PE Reducer 250-225 PN10 SDR 17 long | pcs | 283,19 | Cold parts | 277
141270 |  | PE Reducer 280-200 PN10 SDR17 Long | pcs | 283,19 | Cold parts | 277
141275 |  | PE Reducer 280-250 PN10 SRD17 Long | pcs | 361,57 | Cold parts | 277
13111310 |  | PE Reducer 315-250 PN10 SRD17 Long | pcs | 384,90 | Cold parts | 277
141165 |  | PE Reducer 40-20 PN16 SRD11 long | pcs | 8,74 | Cold parts | 277
141170 |  | PE Reducer 40-25 PN16 SRD11 long | pcs | 10,21 | Cold parts | 277
141175 |  | PE Reducer 63-40 PN16 SRD11 Long | pcs | 10,73 | Cold parts | 277
141290 |  | PE End plug 110 PN10 SDR 17 Long | pcs | 41,53 | Cold parts | 277
141295 |  | PE End plug 200 PN10 SDR 17 long | pcs | 107,29 | Cold parts | 277
141320 |  | PE Collar 63 PN10 SDR 17 Long | pcs | 12,89 | Cold parts | 277
141325 |  | PE Collar 75 PN10 SDR17 Long | pcs | 15,57 | Cold parts | 277
141335 |  | PE Collar 90 PN10 SDR17 Long | pcs | 20,33 | Cold parts | 277
141345 |  | PE Collar 110 PN10 SRD17 Long | pcs | 26,57 | Cold parts | 277
141355 |  | PE Collar 125 PN10 SDR17 Long | pcs | 35,12 | Cold parts | 277
141360 |  | PE Collar 140 PN10 SDR17 Long | pcs | 47,93 | Cold parts | 277
141365 |  | PE Collar 160 PN10 SRD17 Long | pcs | 52,00 | Cold parts | 277
141370 |  | PE Collar 180 PN10 SRD17 Long | pcs | 87,38 | Cold parts | 277
141380 |  | PE Collar 200 PN10 SRD17 Long | pcs | 95,00 | Cold parts | 277
141390 |  | PE Collar 225 PN10 SRD17 Long | pcs | 129,00 | Cold parts | 277
141400 |  | PE Collar 250 PN10 SRD17 Long | pcs | 143,54 | Cold parts | 277
141410 |  | PE Collar 280 PN10 SRD17 Long | pcs | 185,33 | Cold parts | 277
141415 |  | PE Collar 315 PN10 SRD17 Long | pcs | 239,83 | Cold parts | 277
141425 |  | PE Neck 355 PN10 SRD17 long | pcs | 454,23 | Cold parts | 277
141430 |  | PE Collar 400 PN10 SRD17 Long | pcs | 555,72 | Cold parts | 277
141305 |  | PE Neck 32 PN16 SRD11 long | pcs | 9,10 | Cold parts | 277
141310 |  | PE Collar 40 PN16 SRD11 Long | pcs | 11,08 | Cold parts | 277
141315 |  | PE Collar 50 PN16 SDR11 Long | pcs | 10,90 | Cold parts | 277
141367 |  | PE Collar 160 PN16 SDR11 long | pcs | 71,90 | Cold parts | 277
141470 |  | Flange PP / FE 63 PN10 / PN16 | pcs | 27,26 | Cold parts | 277
141485 |  | Flange PP / FE 90 PN10 / PN16 | pcs | 32,36 | Cold parts | 277
141490 |  | Flange PP / FE 110 PN10 / PN16 | pcs | 41,96 | Cold parts | 277
141500 |  | Flange PP / FE 125 PN10 / PN16 | pcs | 39,20 | Cold parts | 277
141510 |  | Flange PP / FE 160 PN10 / PN16 | pcs | 74,50 | Cold parts | 277
141475 |  | Flange PP / FE 75 PN10 / PN16 | pcs | 29,42 | Cold parts | 277
141505 |  | Flange PP / FE 140 PN10 / PN16 | pcs | 49,14 | Cold parts | 277
141515 |  | Flange PP / FE 180 PN10 / PN16 | pcs | 74,50 | Cold parts | 277
141460 |  | Flange PP / FE 40 PN10 / PN16 | pcs | 18,08 | Cold parts | 277
141465 |  | Flange PP / FE 50 PN10 / PN16 | pcs | 21,28 | Cold parts | 277
141525 |  | Flange PP / FE 200 PN10 | pcs | 103,56 | Cold parts | 277
141535 |  | Flange PP / FE 225 PN10 | pcs | 107,72 | Cold parts | 277
141545 |  | Flange PP / FE 250 PN10 | pcs | 164,47 | Cold parts | 277
141550 |  | Flange PP / FE 280 PN10 | pcs | 164,47 | Cold parts | 277
141555 |  | Flange PP / FE 315 PN10 | pcs | 205,14 | Cold parts | 277
141565 |  | Flange PP / FE 355 PN10 | pcs | 372,47 | Cold parts | 277
141570 |  | Flange PP / FE 400 PN10 | pcs | 397,99 | Cold parts | 277
141150 |  | PE Y-Branch 160/160-45 PN10 SDR17 Long | pcs | 635,92 | Cold parts | 277
141650 |  | Blank flange 110 PN16 | pcs | 41,96 | Cold parts | 277
142000 |  | Plastic threaded connector 20x20 straight | pcs | 7,35 | Stab couplers | 195
142005 |  | Plastic threaded connector 25x25 straight | pcs | 8,34 | Stab couplers | 195
142010 |  | Plastic threaded connector 32x32 straight | pcs | 11,11 | Stab couplers | 195
142015 |  | Plastic threaded connector 40x40 straight | pcs | 17,88 | Stab couplers | 195
142020 |  | Plastic threaded connector 50x50 straight | pcs | 24,47 | Stab couplers | 195
142025 |  | Plastic threaded connector 63x63 straight | pcs | 38,13 | Stab couplers | 195
142030 |  | Plastic threaded connector 75x75 straight | pcs | 60,01 | Stab couplers | 195
142035 |  | Plastic threaded connector 90x90 straight | pcs | 123,99 | Stab couplers | 195
142040 |  | Plastic threaded connector 110x110 straight | pcs | 161,31 | Stab couplers | 195
142225 |  | Plastic threaded bend 40-45 | pcs | 19,51 | Stab couplers | 195
142230 |  | Plastic threaded bend 50-45 | pcs | 26,61 | Stab couplers | 195
142235 |  | Plastic threaded bend 63-45 | pcs | 36,39 | Stab couplers | 195
142240 |  | Plastic threaded bend 75-45 | pcs | 65,39 | Stab couplers | 195
142245 |  | Plastic threaded bend 90-45 | pcs | 134,12 | Stab couplers | 195
142250 |  | Plastic threaded bend 110-45 | pcs | 177,87 | Stab couplers | 195
142255 |  | Plastic threaded bend 25-90 | pcs | 8,56 | Stab couplers | 195
142260 |  | Plastic threaded bend 32-90 | pcs | 11,33 | Stab couplers | 195
142265 |  | Plastic threaded bend 40-90 | pcs | 19,51 | Stab couplers | 195
142270 |  | Plastic threaded bend 50-90 | pcs | 26,61 | Stab couplers | 195
142275 |  | Plastic threaded bend 63-90 | pcs | 36,39 | Stab couplers | 195
142280 |  | Plastic threaded bend 75-90 | pcs | 65,56 | Stab couplers | 195
142285 |  | Plastic threaded bend 90-90 | pcs | 134,30 | Stab couplers | 195
142290 |  | Plastic threaded bend 110-90 | pcs | 177,87 | Stab couplers | 195
142145 |  | Plastic threaded connector 25x3/4´´ SK | pcs | 4,98 | Stab couplers | 195
142155 |  | Plastic threaded connector 32x1´´ SK | pcs | 6,37 | Stab couplers | 195
142165 |  | Plastic threaded connector 40x1 1/4´´ SK | pcs | 12,56 | Stab couplers | 195
142170 |  | Plastic threaded connector 40x1 1/2´´ SK | pcs | 12,56 | Stab couplers | 195
142175 |  | Plastic threaded connector 50x1 1/4´´ SK | pcs | 15,10 | Stab couplers | 195
142180 |  | Plastic threaded connector 50x1 1/2´´ SK | pcs | 15,50 | Stab couplers | 195
142185 |  | Plastic threaded connector 50x2´´ SK | pcs | 15,50 | Stab couplers | 195
142190 |  | Plastic threaded connector 63x1 1/2´´ SK | pcs | 24,65 | Stab couplers | 195
142195 |  | Plastic threaded connector 63x2´´ SK | pcs | 24,65 | Stab couplers | 195
142200 |  | Plastic threaded connector 75x2´´ SK | pcs | 48,49 | Stab couplers | 195
142205 |  | Plastic threaded connector 90x2´´ SK | pcs | 83,27 | Stab couplers | 195
142210 |  | Plastic threaded connector 90x3´´ SK | pcs | 81,47 | Stab couplers | 195
142215 |  | Plastic threaded connector 110x3´´ SK | pcs | 130,12 | Stab couplers | 195
142220 |  | Plastic threaded connector 110x4´´ SK | pcs | 130,12 | Stab couplers | 195
142045 |  | Plastic threaded connector 20x1/2´´ UK | pcs | 4,17 | Stab couplers | 195
142050 |  | Plastic threaded connector 25x3/4´´ UK | pcs | 4,98 | Stab couplers | 195
142055 |  | Plastic threaded connector 32x1´´ UK | pcs | 6,37 | Stab couplers | 195
142060 |  | Plastic threaded connector 32x1 1/4´´ UK | pcs | 6,37 | Stab couplers | 195
142065 |  | Plastic threaded connector 32x1 1/2´´ UK | pcs | 6,37 | Stab couplers | 195
142075 |  | Plastic threaded connector 40x1 1/4´´ UK | pcs | 11,33 | Stab couplers | 195
142080 |  | Plastic threaded connector 40x2´´ UK | pcs | 11,33 | Stab couplers | 195
142085 |  | Plastic threaded connector 50x1 1/4" UK | pcs | 13,54 | Stab couplers | 195
142090 |  | Plastic threaded connector 50x1 1/2´´ UK | pcs | 13,54 | Stab couplers | 195
142095 |  | Plastic threaded connector 50x2´´ UK | pcs | 13,54 | Stab couplers | 195
142105 |  | Plastic threaded connector 63x2´´ UK | pcs | 22,04 | Stab couplers | 195
142115 |  | Plastic threaded connector 75x3´´ UK | pcs | 34,96 | Stab couplers | 195
142120 |  | Plastic threaded connector 90x2´´ UK | pcs | 67,92 | Stab couplers | 195
142125 |  | Plastic threaded connector 90x3´´ UK | pcs | 67,92 | Stab couplers | 195
142130 |  | Plastic threaded connector 110x2´´ UK | pcs | 100,91 | Stab couplers | 195
142135 |  | Plastic threaded connector 110x3´´ UK | pcs | 100,91 | Stab couplers | 195
142140 |  | Plastic threaded connector 110x4´´ UK | pcs | 100,91 | Stab couplers | 195
142500 |  | Plastic threaded reducer 25x20 | pcs | 8,15 | Stab couplers | 195
142505 |  | Plastic threaded reducer 32x25 | pcs | 10,71 | Stab couplers | 195
142510 |  | Plastic threaded reducer 40x25 | pcs | 17,07 | Stab couplers | 195
142515 |  | Plastic threaded reducer 40x32 | pcs | 20,89 | Stab couplers | 195
142520 |  | Plastic threaded reducer 50x32 | pcs | 22,63 | Stab couplers | 195
142525 |  | Plastic threaded reducer 50x40 | pcs | 24,65 | Stab couplers | 195
142530 |  | Plastic threaded reducer 63x32 | pcs | 31,60 | Stab couplers | 195
142535 |  | Plastic threaded reducer 63x40 | pcs | 34,37 | Stab couplers | 195
142540 |  | Plastic threaded reducer 63x50 | pcs | 34,37 | Stab couplers | 195
142545 |  | Plastic threaded reducer 75x50 | pcs | 52,48 | Stab couplers | 195
142550 |  | Plastic threaded reducer 75x63 | pcs | 52,48 | Stab couplers | 195
142555 |  | Plastic threaded reducer 90x63 | pcs | 92,98 | Stab couplers | 195
142560 |  | Plastic threaded reducer 90x75 | pcs | 92,98 | Stab couplers | 195
142565 |  | Plastic threaded reducer 110x90 | pcs | 149,39 | Stab couplers | 195
142357 |  | Plastic threaded elbow 1½"-1½" SK/SK | pcs | 9,90 | Stab couplers | 195
142358 |  | Plastic threaded elbow 2"-2" SK/SK | pcs | 11,43 | Stab couplers | 195
142320 |  | Plastic threaded bend 32x1 1/4´´ SK | pcs | 11,51 | Stab couplers | 195
142325 |  | Plastic threaded bend 40x1 1/4´´ SK | pcs | 22,45 | Stab couplers | 195
142326 |  | Plastic threaded bend 40x1 1/2 SK | pcs | 10,90 | Stab couplers | 195
142330 |  | Plastic threaded bend 40x2´´ SK | pcs | 22,45 | Stab couplers | 195
142335 |  | Plastic threaded bend 50x1 1/4´´ SK | pcs | 25,63 | Stab couplers | 195
142340 |  | Plastic threaded bend 50x2´´ SK | pcs | 26,22 | Stab couplers | 195
142345 |  | Plastic threaded bend 63x1 1/2´´ SK | pcs | 36,98 | Stab couplers | 195
142350 |  | Plastic threaded bend 63x2´´ SK | pcs | 36,98 | Stab couplers | 195
142355 |  | Plastic threaded bend 75x2´´ SK | pcs | 50,86 | Stab couplers | 195
142295 |  | Plastic threaded bend 32x1´´ UK | pcs | 8,15 | Stab couplers | 195
142305 |  | Plastic threaded bend 40x1 1/4´´ UK | pcs | 15,50 | Stab couplers | 195
13080355 |  | Plastic threaded connector 40x1 1/2" UK | pcs | 5,45 | Stab couplers | 195
142310 |  | Plastic threaded bend 50 x 1 1/2´´ UK | pcs | 20,89 | Stab couplers | 195
142315 |  | Plastic threaded bend 63x1 1/2´´ UK | pcs | 28,24 | Stab couplers | 195
142365 |  | Plastic threaded Y-branch 63-63-63 | pcs | 56,65 | Stab couplers | 195
142370 |  | Plastic threaded Y-branch 75-75-75 | pcs | 90,61 | Stab couplers | 195
142375 |  | Plastic threaded Y-branch 90-90-90 | pcs | 185,56 | Stab couplers | 195
142380 |  | Plastic threaded Y-branch 110-110-110 | pcs | 253,72 | Stab couplers | 195
142385 |  | Plastic threaded t-branch 20-20-20 | pcs | 10,71 | Stab couplers | 195
142390 |  | Plastic threaded t-branch 25-25-25 | pcs | 13,13 | Stab couplers | 195
142395 |  | Plastic threaded t-branch 32-32-32 | pcs | 17,71 | Stab couplers | 195
142400 |  | Plastic threaded t-branch 40-40-40 | pcs | 27,25 | Stab couplers | 195
142405 |  | Plastic threaded t-branch 50-50-50 | pcs | 36,39 | Stab couplers | 195
142410 |  | Plastic threaded t-branch 63-63-63 | pcs | 56,65 | Stab couplers | 195
142415 |  | Plastic threaded t-branch 75-75-75 | pcs | 90,61 | Stab couplers | 195
142420 |  | Plastic threaded t-branch 90-90-90 | pcs | 185,56 | Stab couplers | 195
142425 |  | Plastic threaded t-branch 110-110-110 | pcs | 253,72 | Stab couplers | 195
142430 |  | Plastic threaded t-branch 32-25-32 | pcs | 17,07 | Stab couplers | 195
142435 |  | Plastic threaded t-branch 40-32-40 | pcs | 26,61 | Stab couplers | 195
142440 |  | Plastic threaded t-branch 50-32-50 | pcs | 36,39 | Stab couplers | 195
142445 |  | Plastic threaded t-branch 50-40-50 | pcs | 36,39 | Stab couplers | 195
142450 |  | Plastic threaded t-branch 63-32-63 | pcs | 53,47 | Stab couplers | 195
142455 |  | Plastic threaded t-branch 63-40-63 | pcs | 59,42 | Stab couplers | 195
142460 |  | Plastic threaded t-branch 63-50-63 | pcs | 52,25 | Stab couplers | 195
142465 |  | Plastic threaded t-branch 75-63-75 | pcs | 79,28 | Stab couplers | 195
142470 |  | Plastic threaded t-branch 40 x 1´´ SK x 40 | pcs | 22,28 | Stab couplers | 195
142480 |  | Plastic threaded t-branch 63 x 2´´ SK x 63 | pcs | 40,34 | Stab couplers | 195
142485 |  | Plastic threaded t-branch 75 x 2 1/2´´ SK x 75 | pcs | 66,36 | Stab couplers | 195
142490 |  | Plastic threaded t-branch 90 x 3´´ SK x 90 | pcs | 133,31 | Stab couplers | 195
142495 |  | Plastic threaded t-branch 110 x 4´´ SK x 110 | pcs | 174,28 | Stab couplers | 195
142620 |  | Plastic threaded end plug 25 | pcs | 5,15 | Stab couplers | 195
142625 |  | Plastic threaded end plug 32 | pcs | 6,20 | Stab couplers | 195
142630 |  | Plastic threaded end plug 40 | pcs | 11,11 | Stab couplers | 195
142635 |  | Plastic threaded end plug 50 | pcs | 14,69 | Stab couplers | 195
142640 |  | Plastic threaded end plug 63 | pcs | 23,66 | Stab couplers | 195
142645 |  | Plastic threaded end plug 75 | pcs | 37,38 | Stab couplers | 195
142650 |  | Plastic threaded end plug 90 | pcs | 67,92 | Stab couplers | 195
142655 |  | Plastic threaded end plug 110 | pcs | 105,14 | Stab couplers | 195
142690 |  | Ball Valve DN20, female | pcs | 37,10 | Stab couplers | 195
142695 |  | Ball Valve DN25, female | pcs | 42,97 | Stab couplers | 195
142571 |  | Plastic threaded reducer connector set 40x20 | pcs | 10,66 | Stab couplers | 195
142572 |  | Plastic threaded reducer connector set 40x25 | pcs | 10,66 | Stab couplers | 195
142573 |  | Plastic threaded reducer connector set 40x32 | pcs | 10,66 | Stab couplers | 195
142575 |  | Plastic threaded reducer connector set 63x40 | pcs | 15,91 | Stab couplers | 195
142580 |  | Plastic threaded reducer connector set 63x50 | pcs | 16,32 | Stab couplers | 195
142585 |  | Plastic threaded reducer connector set 75x63 | pcs | 47,27 | Stab couplers | 195
142590 |  | Plastic threaded reducer connector set 110x75 | pcs | 77,89 | Stab couplers | 195
142595 |  | Plastic threaded reducer connector 2´´ x 1´´ | pcs | 6,20 | Stab couplers | 195
142598 |  | Plastic threaded reducer connector 2½" x 2" | pcs | 8,42 | Stab couplers | 195
142600 |  | Plastic threaded reducer connector 3´´ x 2´´ | pcs | 10,53 | Stab couplers | 195
142825 |  | Plastic threaded reducer connector 4´´ x 2´´ | pcs | 33,21 | Stab couplers | 195
142605 |  | Plastic threaded reducer connector 4´´ x 3´´ | pcs | 14,30 | Stab couplers | 195
142830 |  | Plastic threaded reducer twin connector 1 1/4´´x1 | pcs | 4,74 | Stab couplers | 195
142835 |  | Plastic threaded reducer twin connector 2´´x1 1/4 | pcs | 5,96 | Stab couplers | 195
142840 |  | Plastic threaded reducer twin connector 4´´ x 3´´ | pcs | 29,80 | Stab couplers | 195
142615 |  | Plastic threaded plug 2´´ | pcs | 6,20 | Stab couplers | 195
145500 |  | Plasson socket straight 32mm | pcs | 18,49 | Stab couplers | 281
145505 |  | Plasson socket straight 40mm | pcs | 33,48 | Stab couplers | 281
145510 |  | Plasson socket straight 50mm | pcs | 42,72 | Stab couplers | 281
145515 |  | Plasson socket straight 63mm | pcs | 69,62 | Stab couplers | 281
145540 |  | Plasson socket bent 32mm | pcs | 20,17 | Stab couplers | 281
145545 |  | Plasson socket bent 40mm | pcs | 39,08 | Stab couplers | 281
145550 |  | Plasson socket bent 50mm | pcs | 48,05 | Stab couplers | 281
145555 |  | Plasson socket bent 63mm | pcs | 75,79 | Stab couplers | 281
146011 |  | Plasson socket straight 50-2´´ SK | pcs | 36,00 | Stab couplers | 281
146013 |  | Plasson socket straight 63-2´´ SK | pcs | 51,41 | Stab couplers | 281
146005 |  | Plasson socket straight 32-1´´ UK | pcs | 11,48 | Stab couplers | 281
142770 |  | Plasson socket 40x1´´ UK, plastic | pcs | 23,22 | Stab couplers | 281
146007 |  | Plasson socket straight 40-1 1/4´´ UK | pcs | 22,41 | Stab couplers | 281
146009 |  | Plasson socket straight 50-1 1/2´´ UK | pcs | 25,77 | Stab couplers | 281
146015 |  | "Plasson socket straight 63-2"" male" | pcs | 41,54 | Stab couplers | 281
145560 |  | Plasson socket straight reducing 40 x 32mm | pcs | 27,32 | Stab couplers | 281
145565 |  | Plasson socket straight reducing 50 x 32mm | pcs | 38,80 | Stab couplers | 281
145570 |  | Plasson socket straight reducing 50 x 40mm | pcs | 38,80 | Stab couplers | 281
145575 |  | Plasson socket straight reducing 63 x 32mm | pcs | 53,09 | Stab couplers | 281
145580 |  | Plasson socket straight reducing 63 x 40mm | pcs | 53,09 | Stab couplers | 281
145585 |  | Plasson socket straight reducing 63 x 50mm | pcs | 53,09 | Stab couplers | 281
145520 |  | Plasson socket t-branch 32 x 32 x 32mm | pcs | 31,38 | Stab couplers | 281
145525 |  | Plasson socket t-branch 40 x 40 x 40mm | pcs | 55,90 | Stab couplers | 281
145530 |  | Plasson socket t-branch 50 x 50 x 50mm | pcs | 70,74 | Stab couplers | 281
145535 |  | Plasson socket t-branch 63 x 63 x 63mm | pcs | 108,15 | Stab couplers | 281
13060315 |  | Plastic thread PP double nipple 1 1/2 | pcs | 2,00 | Stab couplers | 195
142610 |  | Plastic threaded twin connector 2´´ | pcs | 6,37 | Stab couplers | 195
146080 |  | Plasson Plug connector End plug 32 | pcs | 8,14 | Stab couplers | 281
146085 |  | Plasson Plug connector End plug 40 | pcs | 14,71 | Stab couplers | 281
146090 |  | Plasson Plug connector End plug 50 | pcs | 18,69 | Stab couplers | 281
146095 |  | Plasson Plug connector End plug 63 | pcs | 23,90 | Stab couplers | 281
146050 |  | Plasson socket Stoptap 32x32 -valve | pcs | 58,23 | Stab couplers | 281
145588 |  | Plasson universal repair connector 24-28mm | pcs | 32,92 | Stab couplers | 281 | 7296173452590
145589 |  | Plasson universal repair connector 31-35mm | pcs | 40,21 | Stab couplers | 281 | 7296173452606
145590 |  | Plasson universal Repair connector 40-43mm | pcs | 49,44 | Stab couplers | 281
145595 |  | Plasson universal Repair connector 48-51mm | pcs | 59,12 | Stab couplers | 281
145600 |  | Plasson universal Repair connector 60-64mm | pcs | 78,86 | Stab couplers | 281
145605 |  | Talbot straight coupler plastic PP 20mm | pcs | 12,62 | Stab couplers | 281
145610 | 1941725 | Talbot straight coupler plastic PP 25mm | pcs | 13,03 | Stab couplers | 281
145650 | 1941750 | Talbot straight coupler plastic PP 50mm | pcs | 42,72 | Stab couplers | 281
145810 |  | Talbot bend 90 plastic PP 20mm | pcs | 13,22 | Stab couplers | 281
145815 | 1944725 | Talbot bend 90 plastic PP 25mm | pcs | 15,13 | Stab couplers | 281
145825 | 1944740 | Talbot bend 90 plastic PP 40mm | pcs | 39,08 | Stab couplers | 281
145830 | 1944750 | Talbot bend 90 plastic PP 50mm | pcs | 48,05 | Stab couplers | 281
145835 | 1944763 | Talbot bend 90 plastic PP 63mm | pcs | 75,79 | Stab couplers | 281
145795 | 1943732 | Talbot spiral socket plastic PP 32 x 1´´ SK | pcs | 11,48 | Stab couplers | 281
145800 | 1943750 | Talbot spiral socket plastic PP 50 x 1 1/2´´ SK | pcs | 36,00 | Stab couplers | 281 | 5715330362012
145805 | 1943763 | Talbot spiral socket plastic PP 63 x 2´´ SK | pcs | 51,41 | Stab couplers | 281
145725 |  | Talbot spiral socket plastic PP 32 x 1/2´´ UK | pcs | 9,91 | Stab couplers | 281
145735 | 1942732 | Talbot spiral socket plastic PP 32 x 1´´ UK | pcs | 11,48 | Stab couplers | 281
145750 |  | Talbot spiral socket plastic PP 40 x 1 1/2´´ UK | pcs | 22,41 | Stab couplers | 281
145760 | 1942750 | Talbot spiral socket plastic PP 50 x 1 1/2´´ UK | pcs | 25,77 | Stab couplers | 281
145765 |  | Talbot spiral socket plastic PP 50 x 2´´ UK | pcs | 25,77 | Stab couplers | 281
145770 | 1942763 | Talbot spiral socket plastic PP 63 x 2´´ UK | pcs | 42,44 | Stab couplers | 281
145640 |  | Talbot straight coupler plastic PP 40x25mm | pcs | 27,32 | Stab couplers | 281
145665 | 1941748 | Talbot straight coupler plastic PP 50x32mm | pcs | 38,80 | Stab couplers | 281
145670 | 1941749 | Talbot straight coupler plastic PP 50x40mm | pcs | 38,80 | Stab couplers | 281
145695 | 1941761 | Talbot straight coupler plastic PP 63x40mm | pcs | 53,09 | Stab couplers | 281
145700 | 1941762 | Talbot straight coupler plastic PP 63x50mm | pcs | 53,09 | Stab couplers | 281
145855 | 1947704 | Talbot branch coupler plastic PP 25 x 25 x 25mm | pcs | 23,95 | Stab couplers | 281
145890 | 1947712 | Talbot branch coupler plastic PP 50 x 50 x 50mm | pcs | 70,74 | Stab couplers | 281
145900 |  | Talbot branch coupler plastic PP 63 x 25 x 63mm | pcs | 96,09 | Stab couplers | 281
145910 | 1947716 | Talbot branch coupler plastic PP 63 x 63 x 63mm | pcs | 108,15 | Stab couplers | 281
145935 |  | Talbot branch coupler plastic PP 50 x 1 1/2´´ x 5 | pcs | 75,96 | Stab couplers | 281
145940 | 1947744 | Talbot branch coupler plastic PP 63 x 2´´ x 63 SK | pcs | 123,23 | Stab couplers | 281
144355 | 1941332 | Hawle plastic pipe coupler 32x32 6320 straight, pl | pcs | 43,10 | Stab couplers | 244
144360 | 1941340 | Hawle plastic pipe coupler 40x40 6320 straight, pl | pcs | 78,68 | Stab couplers | 244
144365 | 1941350 | Hawle plastic pipe coupler 50x50 6320 straight, pl | pcs | 111,39 | Stab couplers | 244
144370 | 1941363 | Hawle plastic pipe coupler 63x63 6320 straight, pl | pcs | 154,63 | Stab couplers | 244
144530 |  | Hawle plastic pipe plug 40mm, plastic | pcs | 59,01 | Stab couplers | 244
144535 |  | Hawle plastic pipe plug 50mm, plastic | pcs | 73,43 | Stab couplers | 244
144540 |  | Hawle plastic pipe plug 63mm, plastic | pcs | 99,08 | Stab couplers | 244
451000 | 1941132 | socket 32x32 straight, Saint-Gobain | pcs | 25,60 | Stab couplers | 274
451005 | 1941140 | socket 40x40 straight, Saint-Gobain | pcs | 35,70 | Stab couplers | 274
451010 | 1941150 | socket 50x50 straight, Saint-Gobain | pcs | 51,90 | Stab couplers | 274 | 6415819411505
451015 | 1941163 | socket 63x63 straight, Saint-Gobain | pcs | 70,50 | Stab couplers | 274
145980 |  | Opener for coupler Talbot & Hawle 25mm | pcs | 41,31 | Stab couplers | 281
145985 |  | Opener for coupler Talbot & Hawle 32mm | pcs | 45,33 | Stab couplers | 281
145995 |  | Opener for coupler Talbot & Hawle 50mm | pcs | 79,41 | Stab couplers | 281
146000 |  | Opener for coupler Talbot & Hawle 63mm | pcs | 115,85 | Stab couplers | 281
142795 |  | Tightening wrench 20-32 for push-fit connections P | pcs | 25,20 | Stab couplers | 281
142800 |  | Tightening wrench 40-63 for push-fit connections P | pcs | 42,00 | Stab couplers | 281
142755 |  | 16-40 wrench for plastic threaded connector Plasso | pcs | 33,79 | Stab couplers | 195
142760 |  | Tightening wrench for plastic threaded fittings 40 | pcs | 69,66 | Stab couplers | 195
142765 |  | 63-125 Wrench for plastic threaded connector Plass | pcs | 92,58 | Stab couplers | 195
144850 |  | Hawle MP connector 63-40 6330 reduction straight, | pcs | 131,40 | Stab couplers | 244
143400 | 1921520 | MT-direct connector | pcs | 17,74 | Couplers and tools for PE plastic pipes | 83
143405 | 1921525 | MT-direct connector 25x25 | pcs | 18,73 | Couplers and tools for PE plastic pipes | 83
143410 | 1921532 | MT-direct connector 32x32 | pcs | 27,68 | Couplers and tools for PE plastic pipes | 83
143415 | 1921540 | MT-direct connector 40x40 | pcs | 38,72 | Couplers and tools for PE plastic pipes | 83
143420 | 1921550 | MT-direct connector 50x50 | pcs | 67,99 | Couplers and tools for PE plastic pipes | 83
143425 | 1921563 | MT-direct connector 63x63 | pcs | 100,56 | Couplers and tools for PE plastic pipes | 83
143430 | 1922520 | MT-direct connector ET 1/2x20 | pcs | 11,98 | Couplers and tools for PE plastic pipes | 83
143435 | 1922522 | MT-direct connector ET 3/4 x 20 | pcs | 13,58 | Couplers and tools for PE plastic pipes | 83
143440 | 1922525 | MT-straight connector 3/4x25 male thread | pcs | 12,72 | Couplers and tools for PE plastic pipes | 83 | 6430050415037
143450 | 1922139 | MT-direct connector ET 1x40 | pcs | 27,53 | Couplers and tools for PE plastic pipes | 83
143445 | 1922532 | MT-straight connector 1x32 male thread | pcs | 17,15 | Couplers and tools for PE plastic pipes | 83 | 6430050415044
143455 | 1922540 | MT-straight connector 1 1/4x40 male thread | pcs | 29,53 | Couplers and tools for PE plastic pipes | 83
143460 | 1922542 | MT-direct connector ET 11/2x40 | pcs | 40,13 | Couplers and tools for PE plastic pipes | 83
143465 | 1922550 | MT-straight connector 1 1/2x50 male thread | pcs | 46,00 | Couplers and tools for PE plastic pipes | 83
143470 | 1922563 | MT-straight connector 2x63 male thread | pcs | 72,64 | Couplers and tools for PE plastic pipes | 83
143475 | 1923520 | MT-direct connector IT 1/2x20 | pcs | 11,86 | Couplers and tools for PE plastic pipes | 83
143480 | 1923525 | MT-direct connector IT 3/4x25 | pcs | 14,57 | Couplers and tools for PE plastic pipes | 83
143485 | 1923532 | MT-direct connector IT 1x32 | pcs | 17,48 | Couplers and tools for PE plastic pipes | 83
143490 | 1923540 | MT-direct connector IT 11/4x40 | pcs | 25,02 | Couplers and tools for PE plastic pipes | 83
143495 | 1923550 | MT-direct connector IT 11/2x50 | pcs | 47,00 | Couplers and tools for PE plastic pipes | 83
143500 | 1923563 | MT-direct connector IT 2x63 | pcs | 72,64 | Couplers and tools for PE plastic pipes | 83
143505 | 1924520 | MT-corner connector 20x20 | pcs | 21,97 | Couplers and tools for PE plastic pipes | 83
143510 | 1924525 | MT-corner connector 25x25 | pcs | 26,66 | Couplers and tools for PE plastic pipes | 83
143515 | 1924532 | MT-corner connector 32x32 | pcs | 35,82 | Couplers and tools for PE plastic pipes | 83
143520 | 1924540 | MT-corner connector 40x40 | pcs | 52,37 | Couplers and tools for PE plastic pipes | 83
143525 | 1924550 | MT-corner connector 50x50 | pcs | 80,11 | Couplers and tools for PE plastic pipes | 83
143530 | 1924563 | MT-corner connector 63x63 | pcs | 139,49 | Couplers and tools for PE plastic pipes | 83
143550 | 1926532 | MT-corner connector ET 1x32 | pcs | 33,04 | Couplers and tools for PE plastic pipes | 83
143555 | 1926539 | MT-corner connector ET 1x40 | pcs | 48,59 | Couplers and tools for PE plastic pipes | 83
143560 | 1926540 | MT-corner connector ET 11/4x40 | pcs | 50,38 | Couplers and tools for PE plastic pipes | 83
143535 | 1925525 | MT-corner connector IT 3/4x25 | pcs | 23,70 | Couplers and tools for PE plastic pipes | 83
143540 | 1925532 | MT-corner connector IT 1x32 | pcs | 33,04 | Couplers and tools for PE plastic pipes | 83
143545 | 1925540 | MT-corner connector IT 11/4x40 | pcs | 46,00 | Couplers and tools for PE plastic pipes | 83
143565 | 1927520 | MT-t-connector 20 | pcs | 28,14 | Couplers and tools for PE plastic pipes | 83
143570 | 1927525 | MT-t-connector 25 | pcs | 40,52 | Couplers and tools for PE plastic pipes | 83
143575 | 1927532 | MT-t-connector 32 | pcs | 53,09 | Couplers and tools for PE plastic pipes | 83
143580 | 1927540 | MT-t-connector 40 | pcs | 72,02 | Couplers and tools for PE plastic pipes | 83
143585 | 1927550 | MT-t-connector 50 | pcs | 121,94 | Couplers and tools for PE plastic pipes | 83
143590 | 1927563 | MT-t-connector 63 | pcs | 152,06 | Couplers and tools for PE plastic pipes | 83
143595 | 1928520 | MT-tightening ring 20 | pcs | 4,57 | Couplers and tools for PE plastic pipes | 83
143600 | 1928525 | MT-tightening ring 25 | pcs | 5,03 | Couplers and tools for PE plastic pipes | 83
143605 | 1928532 | MT-tightening ring 32 | pcs | 5,42 | Couplers and tools for PE plastic pipes | 83
143610 | 1928540 | MT-tightening ring 40 | pcs | 6,61 | Couplers and tools for PE plastic pipes | 83
143615 | 1928550 | MT-tightening ring 50 | pcs | 9,94 | Couplers and tools for PE plastic pipes | 83
143620 | 1928563 | MT-tightening ring 63 | pcs | 14,57 | Couplers and tools for PE plastic pipes | 83
143625 | 1929330 | MT-tap angle 1/2x20 | pcs | 24,70 | Couplers and tools for PE plastic pipes | 83
143630 | 1929335 | MT-tap angle 3/4x25 | pcs | 42,83 | Couplers and tools for PE plastic pipes | 83
143635 | 1929504 | MT-support sleeve 25x2,3 PN10 | pcs | 3,38 | Couplers and tools for PE plastic pipes | 83
143640 | 1929505 | MT-support sleeve 32x2,9 PN10 | pcs | 4,76 | Couplers and tools for PE plastic pipes | 83
143645 | 1929506 | MT-support sleeve 40x3,7 PN10 | pcs | 6,10 | Couplers and tools for PE plastic pipes | 83
143650 | 1929507 | MT-support sleeve 50x4,6 PN10 | pcs | 11,46 | Couplers and tools for PE plastic pipes | 83
143655 | 1929508 | MT-support sleeve 63x5,8 PN10 | pcs | 13,12 | Couplers and tools for PE plastic pipes | 83
144570 |  | "Hawle threaded flange 8100 XG DN65/2""" | pcs | 160,64 | Couplers and tools for PE plastic pipes | 244
144580 |  | "Hawle threaded flange 8100 XG DN100/2""" | pcs | 231,19 | Couplers and tools for PE plastic pipes | 244
144585 |  | "Hawle threaded flange 8100 XG DN150/2""" | pcs | 306,25 | Couplers and tools for PE plastic pipes | 244
144600 | 1972106 | Hawle extension coupling 90 PN10 0430 | pcs | 388,81 | Couplers and tools for PE plastic pipes | 244
144605 | 1972108 | Hawle extension coupling 110 PN10 0430 | pcs | 414,34 | Couplers and tools for PE plastic pipes | 244
144610 | 1972114 | Hawle extension coupling 160 PN10 0430 | pcs | 671,06 | Couplers and tools for PE plastic pipes | 244 | 6415819721147
144660 | 1982302 | "Hawle 63/2"" internal end cap 8075" | pcs | 232,70 | Couplers and tools for PE plastic pipes | 244 | 6415819823025
144670 | 1982306 | "Hawle 90/2"" internal end cap 8075" | pcs | 280,72 | Couplers and tools for PE plastic pipes | 244 | 6415819823063
144675 | 1982308 | "Hawle 110/2"" internal end cap 8075" | pcs | 328,76 | Couplers and tools for PE plastic pipes | 244
144915 | 1983206 | Hawle O-ring 63 | pcs | 13,60 | Couplers and tools for PE plastic pipes | 244 | 6415819832065
450300 | 1984211 | Socket lock 110 nylon | pcs | 115,86 | Couplers and tools for PE plastic pipes | 244 | 6415819842118
450305 | 1984216 | Socket lock 160 nylon | pcs | 136,66 | Couplers and tools for PE plastic pipes | 244 | 6415819842163
450270 | 1984526 | Support sleeve 110x6.6 SDR17 stainless steel with | pcs | 58,07 | Couplers and tools for PE plastic pipes | 290 | 5706231050894
450275 | 1984528 | Support sleeve 160x9.5 SDR17 stainless steel with | pcs | 86,24 | Couplers and tools for PE plastic pipes | 290 | 5706231051495
450280 | 1984529 | Support sleeve 200x11.9 SDR17 stainless steel with | pcs | 102,29 | Couplers and tools for PE plastic pipes | 290 | 5706231051815
451062 | 1974116 | Thread saddle 63/2” SGPS | pcs | 88,20 | Couplers and tools for PE plastic pipes | 274 | 6415819741169
451064 | 1974132 | Thread saddle 90/2” SGPS | pcs | 97,90 | Couplers and tools for PE plastic pipes | 274 | 6415819741329
451065 | 1974190 | "Thread saddle 110/2"" SGPS" | pcs | 107,30 | Couplers and tools for PE plastic pipes | 274 | 6415819741565
451070 | 1974156 | "Thread saddle 160/2"" SGPS" | pcs | 156,60 | Couplers and tools for PE plastic pipes | 274
144640 | 1981232 | Hawle 32 disassembly tool pair | pcs | 64,69 | Couplers and tools for PE plastic pipes | 244
144645 | 1981240 | Hawle 40 disassembly tool pair | pcs | 69,67 | Couplers and tools for PE plastic pipes | 244
144650 | 1981250 | Hawle 50 disassembly tool pair | pcs | 84,22 | Couplers and tools for PE plastic pipes | 244
144655 | 1981263 | Hawle 63 disassembly tool pair | pcs | 112,29 | Couplers and tools for PE plastic pipes | 244
450648 | 1977146 | "AVK gate valve 2"" with thread" | pcs | 221,45 | Couplers and tools for PE plastic pipes | 290 | 5704581085665
450618 | 1984503 | Support sleeve 63x5.8 SDR11 stainless steel with w | pcs | 54,95 | Couplers and tools for PE plastic pipes | 290 | 5706231050054
450620 | 1984523 | Support sleeve 63x3.8 SDR17 stainless steel with w | pcs | 45,50 | Couplers and tools for PE plastic pipes | 290 | 5706231050030
450622 | 1984524 | Support sleeve 75x4.5 SDR17 stainless steel with w | pcs | 47,35 | Couplers and tools for PE plastic pipes | 290 | 5706231050276
450624 | 1984525 | Support sleeve 90x5.4 SDR17 stainless steel with w | pcs | 62,50 | Couplers and tools for PE plastic pipes | 290 | 5706231050610
450626 | 1984530 | Support sleeve 225x13.4 SDR17 stainless steel with | pcs | 119,35 | Couplers and tools for PE plastic pipes | 290 | 5706231051952
450628 | 1984531 | Support sleeve 250x14.8 SDR17 stainless steel with | pcs | 132,65 | Couplers and tools for PE plastic pipes | 290 | 5706231052232
450629 | 1984533 | Support sleeve 315x18.7 SDR17 stainless steel with | pcs | 149,65 | Couplers and tools for PE plastic pipes | 290
145110 |  | Hawle flange 0400 DN300/315mm, tensile strength | pcs | 2034,49 | Couplers and tools for PE plastic pipes | 244
144970 |  | Hawle gate valve 3721 ZAK 46 | pcs | 480,23 | Couplers and tools for PE plastic pipes | 244
145030 |  | Hawle connector 6465 32mm ZAK 46, angle 90° cast-i | pcs | 196,85 | Couplers and tools for PE plastic pipes | 244
145035 |  | Hawle connector 6465 40mm ZAK 46, angle 90° cast-i | pcs | 208,75 | Couplers and tools for PE plastic pipes | 244
145040 |  | Hawle connector 6465 63mm ZAK 46, angle 90° cast-i | pcs | 257,42 | Couplers and tools for PE plastic pipes | 244
145045 |  | Hawle connector 6480 32mm ZAK 46, angle 90° cast-i | pcs | 104,70 | Couplers and tools for PE plastic pipes | 244
145050 |  | Hawle connector 6480 63mm ZAK 46, angle 90° cast-i | pcs | 201,18 | Couplers and tools for PE plastic pipes | 244
145010 |  | Hawle saddle 5262 63mm ZAK69 45° | pcs | 409,93 | Couplers and tools for PE plastic pipes | 244
145015 |  | Hawle saddle 5262 75mm ZAK69 45° | pcs | 409,93 | Couplers and tools for PE plastic pipes | 244
145020 |  | Hawle saddle 5262 110mm ZAK69 45° | pcs | 476,99 | Couplers and tools for PE plastic pipes | 244
145025 |  | Hawle saddle 5262 160mm ZAK69 45° | pcs | 539,72 | Couplers and tools for PE plastic pipes | 244
145070 |  | Hawle rubber gate valve 4000E3 DN65 flange | pcs | 790,65 | Couplers and tools for PE plastic pipes | 244
145075 |  | Hawle rubber gate valve 4000E3 DN80 flange | pcs | 862,04 | Couplers and tools for PE plastic pipes | 244
145080 |  | Hawle rubber gate valve 4000E3 DN100 flange | pcs | 1078,36 | Couplers and tools for PE plastic pipes | 244
145085 |  | Hawle rubber gate valve 4000E3 DN150 flange | pcs | 1833,31 | Couplers and tools for PE plastic pipes | 244
145090 |  | Hawle rubber gate valve 4000E3 DN200 flange | pcs | 2800,26 | Couplers and tools for PE plastic pipes | 244
145095 |  | Hawle rubber slide valve 4000E3 DN300 flange | pcs | 7560,38 | Couplers and tools for PE plastic pipes | 244
144975 |  | Hawle saddle 5260 63mm ZAK46 | pcs | 187,12 | Couplers and tools for PE plastic pipes | 244
144980 |  | Hawle saddle 5260 90mm ZAK46 | pcs | 223,89 | Couplers and tools for PE plastic pipes | 244
144985 |  | Hawle saddle 5260 110mm ZAK46 | pcs | 233,63 | Couplers and tools for PE plastic pipes | 244
144990 |  | Hawle saddle 5260 160mm ZAK46 | pcs | 372,07 | Couplers and tools for PE plastic pipes | 244
144940 |  | Hawle coupling 6160 32mm ZAK 46, cast iron | pcs | 76,58 | Couplers and tools for PE plastic pipes | 244
144945 |  | Hawle coupling 6160 40mm ZAK 46, cast iron | pcs | 106,00 | Couplers and tools for PE plastic pipes | 244
144950 |  | Hawle coupling 6160 50mm ZAK 46, cast iron | pcs | 111,40 | Couplers and tools for PE plastic pipes | 244
144955 |  | Hawle coupling 6160 63mm ZAK 46, cast iron | pcs | 154,67 | Couplers and tools for PE plastic pipes | 244
144960 |  | Hawle coupling 6160 50mm ZAK 69, cast iron | pcs | 155,75 | Couplers and tools for PE plastic pipes | 244
144965 |  | Hawle coupling 6160 63mm ZAK 69, cast iron | pcs | 160,08 | Couplers and tools for PE plastic pipes | 244
145100 |  | Hawle rubber gate valve 4040E3 200mm with socket | pcs | 3683,93 | Couplers and tools for PE plastic pipes | 244
145105 |  | Hawle rubber slide valve 4040E3 315mm with sleeves | pcs | 8842,08 | Couplers and tools for PE plastic pipes | 244
144995 |  | Hawle saddle 5320 90mm ZAK46 | pcs | 337,46 | Couplers and tools for PE plastic pipes | 244
145000 |  | Hawle saddle 5320 110mm ZAK46 | pcs | 355,85 | Couplers and tools for PE plastic pipes | 244
145005 |  | Hawle saddle 5320 160mm ZAK46 | pcs | 522,41 | Couplers and tools for PE plastic pipes | 244
145125 |  | "Hawle coupling 6110 32mm 2""UK, cast iron" | pcs | 73,23 | Couplers and tools for PE plastic pipes | 244
145120 |  | "Hawle coupling 6110 40mm 2""UK, cast iron" | pcs | 75,07 | Couplers and tools for PE plastic pipes | 244
145165 |  | "Hawle 160/2"" internal end cap 8075" | pcs | 536,47 | Couplers and tools for PE plastic pipes | 244
145170 |  | "Hawle 200/2"" internal end cap 8075" | pcs | 887,99 | Couplers and tools for PE plastic pipes | 244
135145 |  | Heating pipe cap 140 | pcs | 81,43 | Accessories | 196
135155 |  | Heating pipe cap 168 | pcs | 101,81 | Accessories | 196
129440 |  | Plug 20 black | pcs | 1,50 | Accessories | 196
129445 |  | Plug 25 black | pcs | 1,95 | Accessories | 196
129450 |  | Plug 32 black | pcs | 2,50 | Accessories | 196
129455 |  | Plug 40 black | pcs | 2,95 | Accessories | 196
129460 |  | Plug 50 black | pcs | 3,95 | Accessories | 196
129465 |  | Plug 63 black | pcs | 4,95 | Accessories | 196
129470 |  | Plug 75 black | pcs | 5,05 | Accessories | 196
129480 |  | Plug 90 black | pcs | 5,45 | Accessories | 196
129485 |  | Plug 110 black | pcs | 5,55 | Accessories | 196
140070 |  | Cleaning wipes for PE-pipes 100 pcs/pkg | pkg | 65,83 | Accessories | 197
140065 |  | Cleaning agent for PE-pipes 1L | pcs | 45,29 | Accessories | 197
140085 |  | Scraper 1 1/2´´ (for PE-pipes) | pcs | 43,45 | Accessories | 197
140072 |  | Cleaning wipe 50pcs/rll | pcs | 23,84 | Accessories | 197
450574 | 0120012 | AVK repair band with handle 1-part. 58-63mm | pcs | 130,00 | Repair clamps | 290 | 5713573792900
450576 | 0120013 | AVK repair band with handle 1-part. 73-80mm | pcs | 153,85 | Repair clamps | 290 | 5712206916669
450578 | 0120015 | AVK repair band with handle 1-part. 87-94mm | pcs | 159,17 | Repair clamps | 290 | 5713573793297
450580 | 0120017 | AVK repair band with handle 1-part. 108-118mm | pcs | 256,93 | Repair clamps | 290 | 5713573787685
450582 | 0120018 | AVK repair band with handle 1-part. 120-131mm | pcs | 262,23 | Repair clamps | 290 | 5713573793327
450584 | 0120062 | AVK repair band with handle 1-part. 154-166mm | pcs | 281,04 | Repair clamps | 290 | 5714686283385
450586 | 0120022 | AVK repair band with handle 1-part. 193-203mm | pcs | 307,17 | Repair clamps | 290 | 5713573793471
450588 | 0120023 | AVK repair band with handle 1-part. 219-229mm | pcs | 320,41 | Repair clamps | 290 | 5713573793488
450571 | 0120010 | AVK repair band with handle 1-part. 40-45mm | pcs | 127,40 | Repair clamps | 290
450573 | 0120011 | AVK repair band with handle 1-part. 47-53mm | pcs | 127,40 | Repair clamps | 290
450590 | 0120029 | AVK repair band with handle 2-part. 240-260mm | pcs | 518,63 | Repair clamps | 290 | 5713573821723
450592 | 0120063 | AVK repair band with handle 2-part. 310-330mm | pcs | 809,65 | Repair clamps | 290 | 5714686492633
450225 | 3833020 | AVK service valve 32-32 cast iron | pcs | 161,50 | House shutoff valves | 290 | 5712206896312
450230 | 3833022 | AVK service valve 40-40 cast iron | pcs | 195,46 | House shutoff valves | 290 | 5712206896534
450235 | 3822024 | AVK service valve 50-50 cast iron | pcs | 242,75 | House shutoff valves | 290 | 5706231043216
450240 | 3833026 | AVK service valve 63-63 cast iron | pcs | 287,95 | House shutoff valves | 290 | 5706231043797
144685 | 3837042 | Hawle service valve 32-32 cast iron 2600 | pcs | 335,52 | House shutoff valves | 244
144690 | 3837044 | Hawle service valve 40-40 cast iron 2600 | pcs | 469,24 | House shutoff valves | 244
144695 | 3837046 | Hawle service valve 50-50 cast iron 2600 | pcs | 522,77 | House shutoff valves | 244
144700 | 3837048 | Hawle service valve 63-63 cast iron 2600 | pcs | 583,14 | House shutoff valves | 244
144705 | 3837054 | Hawle service valve 32-32 plastic 2630 | pcs | 264,23 | House shutoff valves | 244
144710 | 3837056 | Hawle service valve 40-40 plastic 2630 | pcs | 307,51 | House shutoff valves | 244
144715 | 3837058 | Hawle service valve 50-50 plastic 2630 | pcs | 310,84 | House shutoff valves | 244
144720 | 3837060 | Hawle service valve 63-63 plastic 2630 | pcs | 432,80 | House shutoff valves | 244
144790 |  | Hawle service valve Fit 50-50 2631, plastic | pcs | 302,01 | House shutoff valves | 244
144795 |  | Hawle service valve Fit 63-63 2631, plastic | pcs | 380,09 | House shutoff valves | 244
450180 | 3835011 | House shut-off valve Hela 704 32x32/2 | pcs | 704,36 | House shutoff valves | 83 | 6415838350113
450185 | 3835012 | Husavstängningsventil Hela 704 40x40/2 | pcs | 715,46 | House shutoff valves | 83 | 6415838350120
450190 | 3835078 | Husavstängningsventil Hela 704 63x63 | pcs | 1058,65 | House shutoff valves | 83 | 6415838350786
144800 |  | Hawle service valve 63-63 2670 plastic PN10 / PE F | pcs | 578,04 | House shutoff valves | 244
126735 |  | T-key 16x16 service valve | pcs | 85,79 | House shutoff valves | 220
448100 | 3825010 | Water meter valve R3/4 | pcs | 79,00 | House shutoff valves | 121
448113 | 3825250 | Water meter valve, push-fit type | pcs | 610,61 | House shutoff valves | 83 | 6415838252509
448112 | 3825244 | Water meter valve, push-fit type | pcs | 191,38 | House shutoff valves | 83 | 6415838252448
450244 | 3833542 | AVK service valve 32-32 plastic | pcs | 173,39 | House shutoff valves | 290 | 5706231133054
450245 | 3833544 | AVK service valve 40-40 plastic | pcs | 195,45 | House shutoff valves | 290 | 5706231133085
450246 | 3833546 | AVK service valve 50-50 plastic | pcs | 271,22 | House shutoff valves | 290 | 5706231146306
450250 | 3833548 | AVK service valve 63-63 plastic | pcs | 322,42 | House shutoff valves | 290 | 5706231146337
450500 | 3833584 | AVK Service valve 40-2´´ uk plastic | pcs | 304,41 | House shutoff valves | 290 | 5706231174484
450502 | 3833585 | AVK Service valve 50-2´´ uk plastic | pcs | 427,44 | House shutoff valves | 290 | 5706231174811
450504 | 3833586 | AVK Service valve 63-2´´ uk plastic | pcs | 513,53 | House shutoff valves | 290 | 5706231174828
451297 | 3832045 | DuraPush shut-off valve DN50 2"UK / 2"SK | pcs | 177,50 | House shutoff valves | 274
450506 | 3832906 | AVK Service valve Supa Lock DN32 | pcs | 275,00 | House shutoff valves | 290 | 5712206724301
144682 |  | "Hawle house shut-off 1"" SK with drainage 2491" | pcs | 526,74 | House shutoff valves | 244
145160 |  | "Hawle house shut-off 1½"" SK with drainage 2491" | pcs | 630,57 | House shutoff valves | 244
145115 |  | "Hawle house shut-off 2"" SK with drainage 2491" | pcs | 718,18 | House shutoff valves | 244
450526 | 1949740 | AVK stab coupler Supa Lock 32mm/DN32 | pcs | 75,00 | Pipe couplers, cast iron | 290 | 5712206718232
450528 | 1949741 | AVK stab coupler Supa Lock 40mm/DN32 | pcs | 90,00 | Pipe couplers, cast iron | 290 | 5712206718249
450530 | 1949742 | AVK stab coupler Supa Lock 50mm/DN32 | pcs | 120,00 | Pipe couplers, cast iron | 290 | 5712206718645
450532 | 1949743 | AVK stab coupler Supa Lock 63mm/DN32 | pcs | 160,00 | Pipe couplers, cast iron | 290 | 5712206718652
450534 | 1965419 | AVK tolerance connector Supa Maxi 69-91mm | pcs | 574,87 | Pipe couplers, cast iron | 290 | 5706231888985
450536 | 1965420 | AVK tolerance connector Supa Maxi 82-106mm | pcs | 561,78 | Pipe couplers, cast iron | 290 | 5706231784195
450538 | 1965421 | AVK tolerance connector Supa Maxi 104-133mm | pcs | 680,45 | Pipe couplers, cast iron | 290 | 5706231784201
450540 | 1965423 | AVK tolerance connector Supa Maxi 159-188mm | pcs | 884,67 | Pipe couplers, cast iron | 290 | 5706231784225
450542 | 1965424 | AVK tolerance connector Supa Maxi 193-227mm | pcs | 1795,15 | Pipe couplers, cast iron | 290 | 5706231827892
450552 | 1965428 | AVK tolerance expansion connector Supa Maxi 48-71/ | pcs | 561,60 | Pipe couplers, cast iron | 290 | 5706231830618
450554 | 1965429 | AVK tolerance expansion connector Supa Maxi 48-71/ | pcs | 558,15 | Pipe couplers, cast iron | 290 | 5706231830625
450556 | 1965430 | AVK tolerance expansion connector Supa Maxi 69-91/ | pcs | 637,15 | Pipe couplers, cast iron | 290 | 5706231830632
450558 | 1965431 | AVK tolerance expansion connector Supa Maxi 82-106 | pcs | 624,15 | Pipe couplers, cast iron | 290 | 5706231830649
450560 | 1965433 | AVK tolerance expansion connector Supa Maxi 104-13 | pcs | 812,60 | Pipe couplers, cast iron | 290 | 5706231830663
450562 | 1965435 | AVK tolerance expansion connector Supa Maxi 159-18 | pcs | 1382,58 | Pipe couplers, cast iron | 290 | 5706231830687
450630 | 0115348 | "AVK threaded flange DN80 x 2""" | pcs | 56,66 | Pipe couplers, cast iron | 290 | 5706231657970
450632 | 0115349 | "AVK threaded flange DN100 x 2""" | pcs | 68,31 | Pipe couplers, cast iron | 290 | 5706231657987
450634 | 0115350 | "AVK threaded flange DN150 x 2""" | pcs | 114,87 | Pipe couplers, cast iron | 290 | 5706231658007
450636 | 0115351 | "AVK threaded flange DN200 x 2""" | pcs | 175,90 | Pipe couplers, cast iron | 290 | 5706231658021
451150 | 0115516 | DuraGrip flange coupling DN80-90, SGPS | pcs | 100,30 | Pipe couplers, cast iron | 274
451155 | 0115517 | DuraGrip flange coupling DN100-110, SGPS | pcs | 130,30 | Pipe couplers, cast iron | 274
451165 | 0115519 | DuraGrip flange coupling DN150-160, SGPS | pcs | 178,80 | Pipe couplers, cast iron | 274
451170 | 0115520 | DuraGrip flange coupling DN200-200, SGPS | pcs | 321,10 | Pipe couplers, cast iron | 274
451175 | 0115533 | DuraGrip flange coupling DN200-225, SGPS | pcs | 317,70 | Pipe couplers, cast iron | 274
451180 | 0115534 | DuraGrip flange coupling DN250-250, SGPS | pcs | 578,00 | Pipe couplers, cast iron | 274
451185 | 0115536 | DuraGrip flange coupling DN300-315, SGPS | pcs | 683,40 | Pipe couplers, cast iron | 274
451200 | 0115500 | DuraGrip extension coupling 90 PN16, SGPS | pcs | 204,00 | Pipe couplers, cast iron | 274
451205 | 0115511 | DuraGrip extension coupling 110 PN16, SGPS | pcs | 273,90 | Pipe couplers, cast iron | 274
451210 | 0115512 | DuraGrip extension coupling 160 PN16, SGPS | pcs | 525,80 | Pipe couplers, cast iron | 274
451215 | 0115513 | DuraGrip extension connector 225 PN16, SGPS | pcs | 1117,90 | Pipe couplers, cast iron | 274
450564 | 1965443 | "AVK tolerance end cap Supa Maxi 69-91x2"" SK" | pcs | 351,35 | Pipe couplers, cast iron | 290 | 5706231850821
450566 | 1965445 | "AVK tolerance end cap Supa Maxi 82-106x2"" SK" | pcs | 343,96 | Pipe couplers, cast iron | 290 | 5706231850845
450568 | 1965447 | "AVK tolerance end cap Supa Maxi 104-133x2"" S" | pcs | 307,41 | Pipe couplers, cast iron | 290 | 5706231850869
450570 | 1965451 | "AVK tolerance end cap Supa Maxi 159-188x2"" S" | pcs | 605,17 | Pipe couplers, cast iron | 290 | 5706231850906
450572 | 1965453 | "AVK tolerance end cap Supa Maxi 193-227x2"" S" | pcs | 1122,55 | Pipe couplers, cast iron | 290 | 5706231850920
450550 | 1965466 | AVK tolerance flange coupling Supa Maxi DN200/193- | pcs | 1184,85 | Pipe couplers, cast iron | 290 | 5706231784430
450445 | 1965463 | AVK tolerance flange coupling Supa Maxi DN100/104- | pcs | 502,22 | Pipe couplers, cast iron | 290 | 5706231784409
450544 |  | AVK tolerance flange coupling Supa Maxi DN65/69-91 | pcs | 331,42 | Pipe couplers, cast iron | 290 | 5706231784386
450546 | 1965462 | AVK tolerance flange coupling Supa Maxi DN80/82-10 | pcs | 380,27 | Pipe couplers, cast iron | 290 | 5706231784393
450548 | 1965465 | AVK tolerance flange coupling Supa Maxi DN150/154- | pcs | 644,25 | Pipe couplers, cast iron | 290 | 5706231784423
450511 |  | AVK saddle for plastic pipe Supa Lock 63mm | pcs | 114,00 | Pipe couplers, cast iron | 290 | 5712206717846
450512 | 1974416 | AVK saddle for plastic pipe Supa Lock 75mm | pcs | 160,00 | Pipe couplers, cast iron | 290 | 5712206717891
450514 | 1974425 | AVK saddle for plastic pipe Supa Lock 90mm | pcs | 170,00 | Pipe couplers, cast iron | 290 | 5712206717921
450516 | 1974434 | AVK saddle for plastic pipe Supa Lock 110mm | pcs | 200,00 | Pipe couplers, cast iron | 290 | 5712206717976
450518 | 1974435 | AVK saddle for plastic pipe Supa Lock 125mm | pcs | 250,00 | Pipe couplers, cast iron | 290 | 5712206718003
450520 | 1974437 | AVK saddle for plastic pipe Supa Lock 160mm | pcs | 280,00 | Pipe couplers, cast iron | 290 | 5712206718027
450522 | 1974439 | AVK saddle for plastic pipe Supa Lock 200mm | pcs | 420,00 | Pipe couplers, cast iron | 290 | 5712206718041
450524 | 1977142 | AVK gate valve Supa Lock DN32 | pcs | 230,00 | Pipe couplers, cast iron | 290 | 5713573005734
450650 | 1978212 | AVK shut-off plate for gate valve | pcs | 89,98 | Pipe couplers, cast iron | 290 | 5706231762230
144300 | 1941225 | Hawle plastic pipe coupler 25x25 6300 straight | pcs | 53,29 | Pipe couplers, cast iron | 244
144305 | 1941232 | Hawle plastic pipe coupler 32x32 6300 straight | pcs | 59,01 | Pipe couplers, cast iron | 244
144310 | 1941240 | Hawle plastic pipe coupler 40x40 6300 straight | pcs | 109,24 | Pipe couplers, cast iron | 244
144315 | 1941250 | Hawle plastic pipe coupler 50x50 6300 straight | pcs | 116,94 | Pipe couplers, cast iron | 244
144320 | 1941263 | Hawle plastic pipe coupler 63x63 6300 straight | pcs | 201,18 | Pipe couplers, cast iron | 244
144325 | 1941265 | Hawle plastic pipe coupler 75x75 6300 straight | pcs | 238,70 | Pipe couplers, cast iron | 244
144330 | 1941283 | Hawle plastic pipe coupler 32-25 6310 reducing str | pcs | 59,01 | Pipe couplers, cast iron | 244
144335 |  | Hawle plastic pipe coupler 40-32 6310 reducing str | pcs | 79,44 | Pipe couplers, cast iron | 244
144340 | 1941287 | Hawle plastic pipe coupler 50-40 6310 reducing str | pcs | 111,39 | Pipe couplers, cast iron | 244
144345 | 1941289 | Hawle plastic pipe coupler 63-50 6310 reducing str | pcs | 139,17 | Pipe couplers, cast iron | 244
144350 | 1941291 | Hawle plastic pipe coupler 75-63 6310 reducing str | pcs | 253,71 | Pipe couplers, cast iron | 244
144505 |  | Hawle plastic pipe coupler T 32-32-32 6530 | pcs | 95,01 | Pipe couplers, cast iron | 244
144510 |  | Hawle plastic pipe coupler T 40-40-40 6530 | pcs | 150,12 | Pipe couplers, cast iron | 244
144515 |  | Hawle plastic pipe coupler T 50-50-50 6530 | pcs | 264,22 | Pipe couplers, cast iron | 244
144520 |  | Hawle plastic pipe coupler T 63-63-63 6530 | pcs | 267,21 | Pipe couplers, cast iron | 244
144280 |  | Hawle MP fitting T 50-32-50 6531 | pcs | 243,36 | Pipe couplers, cast iron | 244
144285 |  | Hawle MP fitting T 50-40-50 6531 | pcs | 286,62 | Pipe couplers, cast iron | 244
144290 |  | Hawle MP fitting T 63-32-63 6531 | pcs | 292,03 | Pipe couplers, cast iron | 244 | 9010459439093
144295 |  | Hawle MP fitting T 63-40-63 6531 | pcs | 319,07 | Pipe couplers, cast iron | 244 | 9010459439109
144455 | 1944225 | Hawle plastic pipe coupler 25 bent 6400 | pcs | 59,01 | Pipe couplers, cast iron | 244
144460 | 1944232 | Hawle plastic pipe coupler 32 bent 6400 | pcs | 69,67 | Pipe couplers, cast iron | 244
144465 | 1944240 | Hawle plastic pipe coupler 40 bent 6400 | pcs | 95,77 | Pipe couplers, cast iron | 244
144470 | 1944250 | Hawle plastic pipe coupler 50 bent 6400 | pcs | 126,99 | Pipe couplers, cast iron | 244
144475 | 1944263 | Hawle plastic pipe coupler 63 bent 6400 | pcs | 181,65 | Pipe couplers, cast iron | 244
145290 |  | Hawle Plug 6980 ZAK 46 | pcs | 67,60 | Pipe couplers, cast iron | 244
145295 |  | "Hawle conversion fitting 6189 2"" UK ? ZAK46, cas | pcs | 162,24 | Pipe couplers, cast iron | 244
145245 |  | Hawle fitting 8530 Q DN100 flange 90° angle | pcs | 475,90 | Pipe couplers, cast iron | 244
145247 |  | Hawle fitting 8530 Q DN150 flange 90° angle | pcs | 686,82 | Pipe couplers, cast iron | 244
145249 |  | Hawle fitting 8530 Q DN200 flange 90° angle | pcs | 968,03 | Pipe couplers, cast iron | 244
145267 |  | Hawle fitting 8541 FFK DN100 flange 11° angle | pcs | 502,94 | Pipe couplers, cast iron | 244
145269 |  | Hawle fitting 8541 FFK DN150 flange 11° angle | pcs | 1811,68 | Pipe couplers, cast iron | 244
145271 |  | Hawle fitting 8541 FFK DN200 flange 11° angle | pcs | 2455,23 | Pipe couplers, cast iron | 244
145275 |  | Hawle T-fitting DN100/100 flange 8510 | pcs | 459,68 | Pipe couplers, cast iron | 244
145277 |  | Hawle T-fitting DN150/100 flange 8510 | pcs | 751,71 | Pipe couplers, cast iron | 244
145279 |  | Hawle T-fitting DN150/150 flange 8510 | pcs | 784,16 | Pipe couplers, cast iron | 244
145281 |  | Hawle T-fitting DN200/100 flange 8510 | pcs | 1043,74 | Pipe couplers, cast iron | 244
145283 |  | Hawle T-fitting DN200/150 flange 8510 | pcs | 1081,60 | Pipe couplers, cast iron | 244
145285 |  | Hawle T-fitting DN200/200 flange 8510 | pcs | 1162,72 | Pipe couplers, cast iron | 244
145318 |  | Hawle T-connector 8515 63-63-63 mm, tensile-resist | pcs | 611,10 | Pipe couplers, cast iron | 244
145319 |  | Hawle T-connector 8515 75-75-75 mm, tensile-resist | pcs | 638,14 | Pipe couplers, cast iron | 244
145320 |  | Hawle T-fitting 8515 90-90-90mm, pull-resistant | pcs | 762,53 | Pipe couplers, cast iron | 244
145322 |  | Hawle T-fitting 8515 110-63-110mm, pull-resistant | pcs | 773,34 | Pipe couplers, cast iron | 244
145324 |  | Hawle T-fitting 8515 110-110-110mm, pull-resistant | pcs | 816,61 | Pipe couplers, cast iron | 244
145326 |  | Hawle T-fitting 8515 160-160-160mm, pull-resistant | pcs | 1243,84 | Pipe couplers, cast iron | 244
145328 |  | Hawle T-fitting 8515 160-110-160mm, pull-resistant | pcs | 1081,60 | Pipe couplers, cast iron | 244
145300 |  | Hawle coupling 9240 63mm, pull-resistant, split | pcs | 519,17 | Pipe couplers, cast iron | 244
145302 |  | Hawle coupling 9240 75mm, pull-resistant, split | pcs | 529,98 | Pipe couplers, cast iron | 244
145304 |  | Hawle coupling 9240 90mm, pull-resistant, split | pcs | 557,02 | Pipe couplers, cast iron | 244
145306 |  | Hawle coupling 9240 110mm, pull-resistant, split | pcs | 670,59 | Pipe couplers, cast iron | 244
145308 |  | Hawle coupling 9240 140mm, pull-resistant, split | pcs | 843,65 | Pipe couplers, cast iron | 244
145310 |  | Hawle coupling 9240 160mm, pull-resistant, split | pcs | 1081,60 | Pipe couplers, cast iron | 244
145312 |  | Hawle coupling 9240 200mm, pull-resistant, split | pcs | 1676,48 | Pipe couplers, cast iron | 244
145314 |  | Hawle coupling 9240 225mm, pull-resistant, split | pcs | 1838,72 | Pipe couplers, cast iron | 244
145261 |  | Hawle fitting 8542 FFK DN100 flange 22° angle | pcs | 529,98 | Pipe couplers, cast iron | 244
145263 |  | Hawle fitting 8542 FFK DN150 flange 22° angle | pcs | 703,04 | Pipe couplers, cast iron | 244
145265 |  | Hawle fitting 8542 FFK DN200 flange 22° angle | pcs | 2704,00 | Pipe couplers, cast iron | 244
145255 |  | Hawle fitting 8540 FFK DN100 flange 45° angle | pcs | 519,17 | Pipe couplers, cast iron | 244
145257 |  | Hawle fitting 8540 FFK DN150 flange 45° angle | pcs | 773,34 | Pipe couplers, cast iron | 244
145259 |  | Hawle fitting 8540 FFK DN200 flange 45° angle | pcs | 1043,74 | Pipe couplers, cast iron | 244
144755 | 3887004 | Hawle house shut-off 2m fixed 2141 | pcs | 157,16 | Shaft extensions | 244
144760 | 3887006 | Hawle house shut-off 2.5m fixed 2141 | pcs | 187,93 | Shaft extensions | 244
450200 | 3886061 | AVK spindle extension line valve DN100-125 2m fixe | pcs | 126,88 | Shaft extensions | 244 | 5706231350086
450210 | 3886112 | AVK spindle extension house shut-off 1.7m-2.9m adj | pcs | 118,00 | Shaft extensions | 290 | 5706231202415
451250 | 3882010 | DuraPro house shut-off DN 100-150 2m fixed SGPS | pcs | 100,00 | Shaft extensions | 274
451255 | 3882011 | DuraPro house shut-off DN 200 2m fixed SGPS | pcs | 107,70 | Shaft extensions | 274
451260 | 3882035 | DuraPro house shut-off DN 250-350 2m fixed SGPS | pcs | 111,20 | Shaft extensions | 274
450195 | 3825362 | Fast house connection HHJ property valve Y | pcs | 356,68 | Shaft extensions | 83 | 6415838253629
144765 | 3887008 | Hawle house shut-off 1.35 - 2.35 adjustable 9561 | pcs | 291,56 | Shaft extensions | 244
450215 | 3886151 | AVK extension house seal 2m fixed | pcs | 113,87 | Shaft extensions | 290 | 5706231349523
450508 | 3886152 | AVK extension house seal 2,5m fixed | pcs | 171,07 | Shaft extensions | 290 | 5706231349813
451090 | 3882088 | DuraPro Extension DN 100-150 telescopic 2-2.5m SGP | pcs | 94,50 | Shaft extensions | 274
451265 | 3882009 | DuraPro Extension DN 65-80 telesk. 2-2,5m SGPS | pcs | 94,50 | Shaft extensions | 274
451270 | 3882089 | DuraPro Extension DN 200 telesk. 2-2,5m SGPS | pcs | 102,10 | Shaft extensions | 274
451275 | 3882090 | DuraPro Extension DN 250-350 telesk. 2-2,5m SGPS | pcs | 102,10 | Shaft extensions | 274
450510 | 3883067 | AVK Extension house seal 1.4-2.35m telescopic | pcs | 115,12 | Shaft extensions | 290 | 5706231440077
145185 |  | Hawle tap extension DN125-150 2.5m 9573E2/E3 | pcs | 360,17 | Shaft extensions | 244
145130 |  | Hawle gate valve 50mm, for wastewater 2615 | pcs | 1012,38 | Shaft extensions | 244
145135 |  | Hawle gate valve 63mm, for wastewater 2616 | pcs | 1039,42 | Shaft extensions | 244
145180 |  | Hawle tap extension DN250-350 2m 9570E2 | pcs | 404,52 | Shaft extensions | 244
145195 |  | Hawle tap extension DN250-350 2.5m 9573E2 | pcs | 433,72 | Shaft extensions | 244
145175 |  | Hawle extension DN200 2m 9570E2/E3 | pcs | 336,38 | Shaft extensions | 244
145190 |  | Hawle tap extension DN200 2.5m 9573E2/E3 | pcs | 360,17 | Shaft extensions | 244
451105 | 3832025 | DuraStop Flange valve DN80, SGPS | pcs | 281,10 | Line valves | 274
451110 | 3832026 | DuraStop Flange valve DN100, SGPS | pcs | 344,80 | Line valves | 274
451115 | 3832027 | DuraStop Flange valve DN150, SGPS | pcs | 551,94 | Line valves | 274
451120 | 3832029 | DuraStop Flange valve DN200, SGPS | pcs | 865,28 | Line valves | 274
451125 | 3832031 | DuraStop Flange valve DN250, SGPS | pcs | 1384,60 | Line valves | 274
451130 | 3832032 | DuraStop Flange valve DN300, SGPS | pcs | 1726,80 | Line valves | 274
450285 | 3833186 | AVK venttiili DN100/Ø110 PN16 Supa Plus | pcs | 652,08 | Line valves | 244 | 5706231206314
450290 | 3833189 | AVK venttiili DN150/Ø160 PN16 Supa Plus | pcs | 1059,76 | Line valves | 244 | 5706231207199
450295 | 3833191 | AVK venttiili DN200/Ø200 PN16 Supa Plus | pcs | 1279,54 | Line valves | 244 | 5706231207205
145055 |  | Hawle gate valve 2616 ZAK 69 for wastewater | pcs | 1170,29 | Line valves | 244
451080 | 3832017 | DuraGrip socket valve 110mm, SGPS | pcs | 435,80 | Line valves | 274
451085 | 3832018 | DuraGrip socket valve 160mm, SGPS | pcs | 705,30 | Line valves | 274
451078 | 3832015 | DuraGrip Socket valve 75mm, SGPS | pcs | 278,50 | Line valves | 274
451079 | 3832016 | DuraGrip Socket valve 90mm, SGPS | pcs | 320,50 | Line valves | 274
451086 | 3832019 | DuraGrip Socket valve 200mm, SGPS | pcs | 1020,00 | Line valves | 274
451087 | 3832020 | DuraGrip Socket valve 225mm, SGPS | pcs | 1056,30 | Line valves | 274
451088 | 3832021 | DuraGrip Socket valve 315mm, SGPS | pcs | 2006,40 | Line valves | 274
145200 |  | Hawle disc valve DN80, wastewater 4806 | pcs | 1898,21 | Line valves | 244
145205 |  | Hawle disc valve DN100, wastewater 4806 | pcs | 2391,42 | Line valves | 244
145210 |  | Hawle disc valve DN150, wastewater 4806 | pcs | 4469,17 | Line valves | 244
133297 | 9412554 |  |  | 321,96 | Cabel protection pipes TEL B | 225 | 6430010811473
133420 |  | Warning band for power line 125 mm x 250 m | rl | 89,42 | Pull ropes and accessories | 225 | 6430010816645
133470 |  | Rainwater seal 75 (double) | pcs | 2,49 | Pull ropes and accessories | 225
133423 |  | Warning net for electric cabel, 300mmx100m | rl | 89,66 | Pull ropes and accessories | 225
133422 |  | Warning net for district heating, 300mmx100m | rl | 89,66 | Pull ropes and accessories | 225
700055 |  | Cable pulling rope 800m/2 kg | rl | 39,43 | Pull ropes and accessories | 230
711365 |  | Coaxial cabel TELLU 7 / meter | m | 8,50 | Power cables | 219
711210 |  | Rubber cabel 3 x 1,5 a 100m | pcs | 227,63 | Power cables | 219
711215 |  | Rubber cabel 3 x 2,5 a 100m | pcs | 380,69 | Power cables | 219
711795 |  | Control cable MCMO 7x1.5 | m | 16,14 | Power cables | 219 | 6410006019014
711800 |  | Control cable MCMO 7x2.5 | m | 22,38 | Power cables | 219 | 6410006029327
711150 |  | Pressure inlet nipple 3/4´´ for PST | pcs | 44,75 | Power cables | 219 | 6430010816331
711790 |  | Instrumentation cable JAMAK 4x(2+1)x0.5 HF D | m | 15,67 | Power cables | 219 | 6410002314892
711805 |  | Data cable Supercat 6 U/UTP 4p | m | 2,75 | Power cables | 219 | 6410002640229
146675 | 1843525 | MX-Arctiflex 25/110 PN10 without self-regulating h | m | 28,14 | MX-Arctiflex pipings | 199 | 6430010815358
146680 | 1843532 | MX-Arctiflex 32/110 PN10 without self-regulating h | m | 29,51 | MX-Arctiflex pipings | 199 | 6430010815365
146685 | 1843540 | MX-Arctiflex 40/110 PN10 without self-regulating h | m | 36,95 | MX-Arctiflex pipings | 199 | 6430010815372
146690 | 1843550 | MX-Arctiflex 50/160 PN10 without self-regulating h | m | 41,38 | MX-Arctiflex pipings | 199 | 6430010815389
146695 | 1843564 | MX-Arctiflex 63/160 PN10 without self-regulating h | m | 47,25 | MX-Arctiflex pipings | 199 | 6430010815396
146700 | 1843570 | MX-Arctiflex 75/200 PN10 without self-regulating h | m | 57,54 | MX-Arctiflex pipings | 199 | 6430010815402
146705 | 1842104 | MX-Arctiflex-90/200 PN10 without self-regulating h | m | 78,19 | MX-Arctiflex pipings | 199 | 6430050411060
146710 | 1842105 | MX-Arctiflex-110/200 PN10 without self-regulating | m | 87,05 | MX-Arctiflex pipings | 199 | 6430050411077
146600 | 1842099 | MX-Arctiflex 25/75 PN10 with self-regulating heat | m | 32,69 | MX-Arctiflex pipings | 199 | 6430050410995
146605 | 1842100 | MX-Arctiflex 32/75 PN10 with self-regulating heat | m | 34,14 | MX-Arctiflex pipings | 199 | 6430050411008
146610 | 1842101 | MX-Arctiflex 40/75 PN10 with self-regulating heat | m | 39,55 | MX-Arctiflex pipings | 199 | 6430050411015
146615 | 1843025 | MX-Arctiflex 25/110 PN10 with self-regulating heat | m | 36,95 | MX-Arctiflex pipings | 199 | 6430010815273
146620 | 1843032 | MX-Arctiflex-32/110 PN10 with self-regulating heat | m | 38,44 | MX-Arctiflex pipings | 199 | 6430010815280
146625 | 1843040 | MX-Arctiflex 40/110 PN10 with self-regulating heat | m | 45,67 | MX-Arctiflex pipings | 199 | 6430010815297
146630 | 1843050 | MX-Arctiflex 50/160 PN10 with self-regulating heat | m | 50,17 | MX-Arctiflex pipings | 199 | 6430010815303
146635 | 1843064 | MX-Arctiflex-63/160 PN10 with self-regulating heat | m | 56,04 | MX-Arctiflex pipings | 199 | 6430010815310
146640 | 1843070 | MX-Arctiflex 75/200 PN10 with self-regulating heat | m | 66,33 | MX-Arctiflex pipings | 199 | 6430010815327
146645 | 1842102 | MX-Arctiflex-90/200 PN10 with self-regulating heat | m | 91,41 | MX-Arctiflex pipings | 199 | 6430010815419
146650 | 1842103 | MX-Arctiflex 110/200 PN10 with self-regulating hea | m | 97,42 | MX-Arctiflex pipings | 199 | 6430010815426
146655 | 3018021 | MX-Geothermal heat transfer pipe 40/75 PN10 | m | 16,91 | Geothermal heat transfer pipes | 199 | 6430050411022
146660 | 3018022 | MX-Geothermal heat transfer pipe 50/110 PN10 | m | 45,43 | Geothermal heat transfer pipes | 199 | 6430050411039
146665 | 3018023 | MX-Geothermal heat transfer pipe 63/110 PN10 | m | 50,67 | Geothermal heat transfer pipes | 199 | 6430050411046
146670 | 3018024 | MX-Geothermal heat transfer pipe 90/160 PN10 | m | 80,56 | Geothermal heat transfer pipes | 199 | 6430050411053
146715 | 3011604 | MX-Radiflex Single 25/110 PN6 | m | 28,89 | MX-Radiflex piping systems | 199 | 6430010815525
146720 | 3011606 | MX-Radiflex Single 32/110 PN6 | m | 30,96 | MX-Radiflex piping systems | 199 | 6430010815532
146725 | 3011608 | MX-Radiflex Single 40/110 PN6 | m | 40,75 | MX-Radiflex piping systems | 199 | 6430010815549
146730 | 3011610 | MX-Radiflex Single 50/160 PN6 | m | 53,36 | MX-Radiflex piping systems | 199 | 6430010815556
146735 | 3011614 | MX-Radiflex Single 63/160 PN6 | m | 71,71 | MX-Radiflex piping systems | 199 | 6430010815563
146740 | 3011616 | MX-Radiflex Single 75/200 PN6 | m | 87,05 | MX-Radiflex piping systems | 199 | 6430010815570
146745 | 3018012 | MX-Radiflex Single 90/200 PN6 | m | 96,86 | MX-Radiflex piping systems | 199 | 6430010815587
146750 | 3018013 | MX-Radiflex Single 110/200 PN6 | m | 113,83 | MX-Radiflex piping systems | 199 | 6430010815594
146755 | 3011654 | MX-Radiflex Twin 2x25/160 PN6 | m | 48,62 | MX-Radiflex piping systems | 199 | 6430010815600
146760 | 3011656 | MX-Radiflex Twin 2x32/160 PN6 | m | 57,54 | MX-Radiflex piping systems | 199 | 6430010815617
146765 | 3011658 | MX-Radiflex Twin 2x40/160 PN6 | m | 69,27 | MX-Radiflex piping systems | 199 | 6430010815624
146770 | 3011660 | MX-Radiflex Twin 2x50/200 PN6 | m | 98,78 | MX-Radiflex piping systems | 199 | 6430010815631
146775 | 3018014 | MX-Radiflex Twin 2x63/200 PN6 | m | 122,20 | MX-Radiflex piping systems | 199 | 6430050413057
146815 | 3018015 | MX-Saniflex Twin 22+22/160 PN10 | m | 41,99 | MX-Saniflex pipings | 199 | 6430050411107
146820 | 3011554 | MX-Saniflex Twin 28+22/160 PN10 | m | 46,36 | MX-Saniflex pipings | 199 | 6430010815808
146825 | 3018016 | MX-Saniflex Twin 28+28/160 PN10 | m | 48,85 | MX-Saniflex pipings | 199 | 6430050411114
146830 | 3011556 | MX-Saniflex Twin 32+22/160 PN10 | m | 57,66 | MX-Saniflex pipings | 199 | 6430010815815
146835 | 3011557 | MX-Saniflex Twin 32+28/160 PN10 | m | 60,47 | MX-Saniflex pipings | 199 | 6430010815822
146840 | 3018017 | MX-Saniflex Twin 32+32/160 PN10 | m | 60,47 | MX-Saniflex pipings | 199 | 6430050411121
146845 | 3018018 | MX-Saniflex Twin 40+22/160 PN10 | m | 63,15 | MX-Saniflex pipings | 199 | 6430050411138
146850 | 3011558 | MX-Saniflex Twin 40+28/160 PN10 | m | 66,08 | MX-Saniflex pipings | 199 | 6430010815846
146855 | 3011559 | MX-Saniflex Twin 40+32/160 PN10 | m | 71,71 | MX-Saniflex pipings | 199 | 6430010815853
146860 | 3018019 | MX-Saniflex Twin 40+40/160 PN10 | m | 74,44 | MX-Saniflex pipings | 199 | 6430010815860
146870 | 3011561 | MX-Saniflex Twin 50+28/160 PN10 | m | 82,87 | MX-Saniflex pipings | 199 | 6430010815877
146875 | 3011560 | MX-Saniflex Twin 50+32/160 PN10 | m | 88,49 | MX-Saniflex pipings | 199 | 6430010815884
146880 | 3011562 | MX-Saniflex Twin 50+40/200 PN10 | m | 101,09 | MX-Saniflex pipings | 199 | 6430010815891
146885 | 3011563 | MX-Saniflex Twin 50+50/200 PN10 | m | 105,28 | MX-Saniflex pipings | 199 | 6430010815907
146780 | 3011502 | MX-Saniflex Single 22/110 PN10 | m | 29,51 | MX-Saniflex pipings | 199 | 6430010815723
146785 | 3011504 | MX-Saniflex Single 28/110 PN10 | m | 30,96 | MX-Saniflex pipings | 199 | 6430010815730
146790 | 3011506 | MX-Saniflex Single 32/110 PN10 | m | 32,32 | MX-Saniflex pipings | 199 | 6430010815747
146795 | 3011508 | MX-Saniflex Single 40/110 PN10 | m | 46,36 | MX-Saniflex pipings | 199 | 6430010815754
146800 | 3011510 | MX-Saniflex Single 50/160 PN10 | m | 57,66 | MX-Saniflex pipings | 199 | 6430010815761
146805 | 3011514 | MX-Saniflex Single 63/160 PN10 | m | 78,69 | MX-Saniflex pipings | 199 | 6430010815778
146810 | 3011516 | MX-Saniflex Single 75/200 PN10 | m | 116,64 | MX-Saniflex pipings | 199 | 6430010815785
146890 | 3011665 | MX-4-Flex 2x25x2,3/28x4,0+22x3,0/160 | m | 79,90 | MX-4-flex pipings | 199 | 6430010815990
146895 | 3011670 | MX-4-Flex 2x32x2,9/28x4,0+22x3,0/160 | m | 89,90 | MX-4-flex pipings | 199 | 6430010816003
146900 | 3011675 | MX-4-Flex 2x32x2,9/32x4,0+22x3,0/160 | m | 99,90 | MX-4-flex pipings | 199 | 6430050411152
147085 | 3018025 | MX?4?Flex 2x25x2.3/28x4.0+28x4.0/160 | m | 90,98 | MX-4-flex pipings | 199 | 6430050419981
146897 | 3018026 | MX-4-Flex 2x32x2,9/28x4,0+28x4,0/160 | m | 103,43 | MX-4-flex pipings | 199 | 6430050419998
146902 | 3018027 | MX-4-Flex 2x32x2,9/32x4,4+28x4,0/160 | m | 112,73 | MX-4-flex pipings | 199 | 6430010812029
147715 | 1847017 | MX-Arctiflex EHI-JLP cold cabel lengthening piece | pcs | 64,90 | Parts for pre-insulated piping systems | 201 | 6430010815495
147725 | 1932205 | MX-Radiflex fitting 25 R25 male thread PN6 | pcs | 50,82 | Parts for pre-insulated piping systems | 201 | 6430010815648
147730 | 1932208 | MX-Radiflex fitting 32 R25 male thread PN6 | pcs | 58,75 | Parts for pre-insulated piping systems | 201 | 6430010815655
147735 | 1932209 | MX-Radiflex fitting 40 R32 male thread PN6 | pcs | 66,61 | Parts for pre-insulated piping systems | 201 | 6430010815662
147740 | 1932210 | MX-Radiflex fitting 50 R32 male thread PN6 | pcs | 79,44 | Parts for pre-insulated piping systems | 201 | 6430010815679
147745 | 1932211 | MX-Radiflex fitting 63 R50 male thread PN6 | pcs | 105,98 | Parts for pre-insulated piping systems | 201 | 6430010815686
147750 | 1932315 | MX-Radiflex fitting 75 R50 male thread PN6 | pcs | 211,40 | Parts for pre-insulated piping systems | 201 | 6430010815693
147755 | 1932213 | MX-Radiflex fitting 90 R75 male thread PN6 | pcs | 274,69 | Parts for pre-insulated piping systems | 201 | 6430010815709
147760 | 1932316 | MX-Radiflex fitting 110 R90 male thread PN6 | pcs | 381,50 | Parts for pre-insulated piping systems | 201 | 6430010815716
423560 | 1571101 | 6 Coupling Brass | pcs | 2,38 | Parts for pre-insulated piping systems | 76
423565 | 1571102 | 8 Coupling Brass | pcs | 2,71 | Parts for pre-insulated piping systems | 76
423570 | 1571103 | 10 Coupling Brass | pcs | 2,72 | Parts for pre-insulated piping systems | 76
423575 | 1571104 | 15 Coupling Brass | pcs | 3,96 | Parts for pre-insulated piping systems | 76
423580 | 1571105 | 20 Coupling Brass | pcs | 6,07 | Parts for pre-insulated piping systems | 76
423585 | 1571106 | 25 Coupling Brass | pcs | 10,08 | Parts for pre-insulated piping systems | 76
423590 | 1571107 | 32 Coupling Brass | pcs | 15,68 | Parts for pre-insulated piping systems | 76
423595 | 1571108 | 40 Coupling Brass | pcs | 26,88 | Parts for pre-insulated piping systems | 76
423600 | 1571109 | 50 Coupling Brass | pcs | 39,44 | Parts for pre-insulated piping systems | 76
423605 | 1571110 | 65 Coupling Brass | pcs | 78,59 | Parts for pre-insulated piping systems | 76
423610 | 1571111 | 80 Coupling Brass | pcs | 143,47 | Parts for pre-insulated piping systems | 76
423260 | 1570303 | 10 Single socket bend, brass it/ot | pcs | 11,40 | Parts for pre-insulated piping systems | 76
423265 | 1570304 | 15 Single socket bend, brass it/ot | pcs | 7,76 | Parts for pre-insulated piping systems | 76
423270 | 1570305 | 20 Single socket bend, brass it/ot | pcs | 11,35 | Parts for pre-insulated piping systems | 76
423275 | 1570306 | 25 Single socket bend, brass it/ot | pcs | 13,82 | Parts for pre-insulated piping systems | 76
423280 | 1570307 | 32 Single socket bend, brass it/ot | pcs | 22,00 | Parts for pre-insulated piping systems | 76
423285 | 1570308 | 40 Single socket bend, brass it/ot | pcs | 50,98 | Parts for pre-insulated piping systems | 76
423290 | 1570309 | 50 Single socket bend, brass it/ot | pcs | 67,00 | Parts for pre-insulated piping systems | 76
146905 | 9412557 | MX-Arctiflex EHI-T T-branch for three cables | pcs | 123,88 | Parts for pre-insulated piping systems | 199 | 6430010815518
147765 | 1932222 | MX-Saniflex fitting 22 R20 male thread PN10 | pcs | 34,95 | Parts for pre-insulated piping systems | 201 | 6430010815914
147770 | 1932223 | MX-Saniflex fitting 22 R25 male thread PN10 | pcs | 39,80 | Parts for pre-insulated piping systems | 201 | 6430010815921
147775 | 1932231 | MX-Saniflex fitting 28 R25 male thread PN10 | pcs | 50,82 | Parts for pre-insulated piping systems | 201 | 6430010815938
147780 | 1932233 | MX-Saniflex fitting 32 R25 male thread PN10 | pcs | 58,75 | Parts for pre-insulated piping systems | 201 | 6430010815945
147985 |  | MX-Saniflex fitting 32 R32 male thread PN10 | pcs | 41,70 | Parts for pre-insulated piping systems | 201
147776 | 1932323 | MX-Saniflex fitting 28 R25 male thread PN10 (colla | pcs | 63,25 | Parts for pre-insulated piping systems | 201
147785 | 1932241 | MX-Saniflex fitting 40 R32 male thread PN10 | pcs | 77,90 | Parts for pre-insulated piping systems | 201 | 6430010815952
147790 | 1932247 | MX-Saniflex fitting 50 R32 male thread PN10 | pcs | 79,44 | Parts for pre-insulated piping systems | 201 | 6430010815969
147795 | 1932263 | MX-Saniflex fitting 63 R50 male thread PN10 | pcs | 110,54 | Parts for pre-insulated piping systems | 201 | 6430010815976
147800 | 1932274 | MX-Saniflex fitting 75 R50 male thread PN10 | pcs | 190,62 | Parts for pre-insulated piping systems | 201 | 6430010815983
148900 | 3018000 | Single end cap 22-40/110 | pcs | 44,04 | Parts for pre-insulated piping systems | 202 | 6430010818885
148905 | 3018001 | Single end cap 25-40/75 | pcs | 33,66 | Parts for pre-insulated piping systems | 202 | 6430010818892
148910 | 3018002 | Single end cap 50-75/160 | pcs | 52,62 | Parts for pre-insulated piping systems | 202 | 6430010818908
148915 | 3018003 | Single end cap 75-110/200 | pcs | 66,48 | Parts for pre-insulated piping systems | 202 | 6430010818915
148920 |  | Single end cap 90-110/200 | pcs | 69,45 | Parts for pre-insulated piping systems | 202
148925 | 3018004 | Twin end cap 22-50/160 | pcs | 63,50 | Parts for pre-insulated piping systems | 202 | 6430010818922
148930 | 3018005 | Twin end cap 40-63/200 | pcs | 79,10 | Parts for pre-insulated piping systems | 202 | 6430010818939
148935 | 3018006 | 4 Flex end cap 22-40/160 | pcs | 89,71 | Parts for pre-insulated piping systems | 202 | 6430010818946
147805 | 3011802 | Extension for pre-insulated pipe 110 | pcs | 159,00 | Parts for pre-insulated piping systems | 201 | 6430010816188
147810 | 3011807 | Extension for pre-insulated pipe 160 | pcs | 169,00 | Parts for pre-insulated piping systems | 201 | 6430010816195
147815 | 3018007 | Extension for pre-insulated pipe 200 | pcs | 179,00 | Parts for pre-insulated piping systems | 201 | 6430010816201
147825 | 3011841 | Insulated pipe branching chamber diam. 670 | pcs | 744,72 | Parts for pre-insulated piping systems | 201 | 6430010816225
147830 | 3018008 | Insulated pipe branching chamber diam. 900 | pcs | 1400,82 | Parts for pre-insulated piping systems | 201 | 6430050411169
147820 | 3011812 | MX-Arctiflex branching chamber 400/110 | pcs | 402,00 | Parts for pre-insulated piping systems | 201 | 6430010816218
147840 | 3018009 | Through hole seal for pipe cover 110 | pcs | 105,50 | Parts for pre-insulated piping systems | 201 | 6430010816256
147845 | 3011896 | Through hole seal for pipe cover 160 | pcs | 118,00 | Parts for pre-insulated piping systems | 201 | 6430010816263
147850 | 3018011 | Through hole seal for pipe cover 200 | pcs | 127,50 | Parts for pre-insulated piping systems | 201 | 6430010816270
147960 | 1929561 | Support sleeve HELA 32x2.9 L=50 mm | pcs | 5,44 | Parts for pre-insulated piping systems | 201 | 6415819295617
147970 | 1929562 | Support sleeve HELA 40x3.7 L=55 mm | pcs | 6,12 | Parts for pre-insulated piping systems | 201 | 6415819295624
147975 | 1929563 | Support sleeve HELA 50x3.7 L=65 mm | pcs | 13,80 | Parts for pre-insulated piping systems | 201 | 6415819295631
147980 | 1929544 | Support sleeve HELA 63x3.8 L=75 mm | pcs | 23,47 | Parts for pre-insulated piping systems | 201 | 6415819295440
147835 | 3011856 | Grommet for pipe cover 110-200 | pcs | 70,58 | Parts for pre-insulated piping systems | 201 | 6430010816232
147836 |  | Grommet for pipe cover 160-250 | pcs | 105,70 | Parts for pre-insulated piping systems | 201
124605 | 2606580 | Water chamber PVK 400/315mm butterfly valve | pcs | 733,56 | Drainage wells | 208 | 6430050412517
124600 | 2606579 | Water chamber PVK 400/315mm ball float valve | pcs | 698,57 | Drainage wells | 208 | 6430010813743
124610 | 2606581 | Water chamber PVK 600/315/150 R ball float valve | pcs | 785,50 | Drainage wells | 208 | 6430050412524
124618 | 2606645 | Water chamber PVK 600/315/150 R butterfly valve | pcs | 824,77 | Drainage wells | 208 | 6430050416232
124633 |  | MX-Rainwater chamber 315/110-160 with telescope | pcs | 134,73 | Rainwater chambers | 208 | 6430050415969
102100 | 2513304 | Rainwater funnel 315/110 mm | pcs | 21,13 | Rainwater chambers | 172 | 6430010813071
102105 | 2513305 | MX-Rainwater chamber SVK 300/100-110 | pcs | 25,77 | Rainwater chambers | 172 | 6430010810292
102110 | 2513306 | Podium for rainwater chamber 200 | pcs | 28,16 | Rainwater chambers | 172 | 6430010819080
102125 |  | Pot chamber, terra | pcs | 67,62 | Rainwater chambers | 172 | 6430050414092
102130 |  | Pot chamber, anthracite | pcs | 67,62 | Rainwater chambers | 172 | 6430050414108
102135 |  | Pot chamber, brown | pcs | 67,62 | Rainwater chambers | 172 | 6430050414115
102115 |  | Grafting cover for Merika Classic rainwater chambe | pcs | 13,02 | Rainwater chambers | 172
102770 |  | Splash guard Plus | pcs | 13,24 | Rainwater chambers | 172
124640 | 2606587 | Rainwater chamber package 315x500 R with crating c | pcs | 134,73 | Rainwater chambers | 208 | 6430050410438
102102 |  | Rainwater funnel Bowl 315/110 | pcs | 38,50 | Rainwater chambers | 172
104200 | 2606634 | Drainage inspection chamber 315mm x 1000mm incl. | pcs | 52,35 | Drainage inspection chambers | 163 | 6430010813453
124629 | 2606647 | Drainage well package 400/315/35 R with connection | pcs | 474,67 | Drainage inspection chambers | 208 | 6430050419257
104205 | 2606635 | Drainage inspection chamber 315mm x 1000mm with co | pcs | 70,56 | Drainage inspection chambers | 163 | 6430010813460
104210 | 2606636 | Drainage inspection chamber 315mm x 1330mm with co | pcs | 81,48 | Drainage inspection chambers | 163 | 6430010813477
124628 | 2606646 | Drainage inspection chamber package SOK 315/200 | pcs | 225,28 | Drainage inspection chambers | 208 | 6430050416614
124627 | 2606637 | Drainage well package SOK 400/315 | pcs | 474,67 | Drainage inspection chambers | 208 | 6430050416522
124626 | 2606638 | Drainage well package SOK 560/500 | pcs | 712,60 | Drainage inspection chambers | 208 | 6430050416539
124630 | 2606585 | Rainwater chamber SVK 315 | pcs | 348,73 | Rainwater chambers | 208 | 6430010813804
124620 | 2606583 | Rainwater chamber SVK 400/315 mm | pcs | 563,05 | Rainwater chambers | 208 | 6430010813781
124623 | 2606648 | Rainwater chamber SVK 600/315/150 R | pcs | 687,67 | Rainwater chambers | 208 | 6430050412548
108015 | 2470203 | 160/110 control branch | pcs | 117,85 | Sewer inspection pipes | 186 | 6430010816928
108020 | 2220011 | 200/110 control branch | pcs | 131,94 | Sewer inspection pipes | 186
108025 | 2470204 | 160/160 control branch | pcs | 123,25 | Sewer inspection pipes | 186 | 6430010816935
108030 | 2220016 | 200/160 NAL-control branch | pcs | 172,22 | Sewer inspection pipes | 186
108035 | 2220020 | 200/200 NAL-control branch | pcs | 221,94 | Sewer inspection pipes | 186
124725 | 2606595 | Inspection pipe 200/110 stainless steel-cover, wit | pcs | 210,33 | Sewer inspection pipes | 208 | 6430010819127
124710 | 2606592 | Inspection pipe 200/160/110 with telescope + iron | pcs | 337,82 | Sewer inspection pipes | 208 | 6430010813842
124715 | 2606593 | Inspection pipe 200/160/160 with telescope + cover | pcs | 402,83 | Sewer inspection pipes | 208 | 6430010813859
124720 | 2606594 | Inspection pipe 200/160/200 with telescope + iron | pcs | 447,93 | Sewer inspection pipes | 208 | 6430010813866
128200 | 2606504 | Freeze protector 315 mm | pcs | 61,89 | Chamber components | 209 | 6430010813903
128205 | 2606505 | Freeze protector 500 mm | pcs | 75,72 | Chamber components | 209 | 6430010813910
128206 |  | Freeze protection 630mm | pcs | 90,00 | Chamber components | 209
128207 |  | Freeze protector 800mm | pcs | 99,87 | Chamber components | 209
128209 |  | Freeze protector 1000mm | pcs | 269,58 | Chamber components | 209
128275 |  | Seal junction 160/168mm TK | pcs | 37,98 | Chamber components | 209
128225 | 2606507 | Seal junction 63/70mm TK | pcs | 15,25 | Chamber components | 209
128280 |  | Seal junction 160 ABSO | pcs | 53,56 | Chamber components | 209
128295 | 2606517 | Seal junction 50/75mm Forsheda | pcs | 36,51 | Chamber components | 209
128300 | 2606518 | Seal junction 75/101mm Forsheda | pcs | 41,84 | Chamber components | 209
128305 | 2606519 | Seal junction 110/138/51mm Forsheda | pcs | 30,51 | Chamber components | 209
128310 | 2606520 | Seal junction 160/186mm Forsheda | pcs | 46,87 | Chamber components | 209
128315 | 2606521 | Seal junction 200/226mm Forsheda | pcs | 76,77 | Chamber components | 209
128320 | 2606522 | Seal junction 250/276mm Forsheda | pcs | 86,76 | Chamber components | 209
128325 | 2606523 | Seal junction 315/341mm Forsheda | pcs | 105,86 | Chamber components | 209
129406 | 2606649 | Post-connection saddle 400/110-200 without seal | pcs | 66,11 | Chamber components | 209 | 6430050419905
129407 | 2606650 | Post-connection saddle 560/110-200 without seal | pcs | 78,60 | Chamber components | 209 | 6430050419912
128410 | 2606537 | Post-connection saddle 315/160, with seal | pcs | 75,11 | Chamber components | 209 | 6430050419530
128420 | 2606538 | Post-connection saddle 400/160 with seal | pcs | 115,62 | Chamber components | 209 | 6430010819257
128425 | 2606539 | Post-connection saddle 400/200 with seal | pcs | 149,01 | Chamber components | 209 | 6430010819264
128430 | 2606540 | Post-connection saddle 400/250, with seal | pcs | 152,99 | Chamber components | 209 | 6430050419547
128435 | 2606541 | Post-connection saddle 560/160 with seal | pcs | 114,75 | Chamber components | 209 | 6430010819288
128440 | 2606542 | Post-connection saddle 560/200 with seal | pcs | 155,24 | Chamber components | 209 | 6430010819295
128445 | 2606543 | Post-connection saddle 560/250, with seal | pcs | 175,59 | Chamber components | 209 | 6430050419554
128450 | 2606544 | Post-connection saddle 560/315, with seal | pcs | 233,98 | Chamber components | 209 | 6430050419561
128455 | 2606545 | Post-connection saddle 560/400, with seal | pcs | 365,70 | Chamber components | 209 | 6430050419578
128460 | 2606546 | Post-connection saddle 670/110, with seal | pcs | 175,59 | Chamber components | 209 | 6430050419585
128465 | 2606547 | Post-connection saddle 670/160, with seal | pcs | 190,10 | Chamber components | 209 | 6430050419592
128470 | 2606548 | Post-connection saddle 670/200, with seal | pcs | 204,74 | Chamber components | 209 | 6430050419608
128475 | 2606549 | Post-connection saddle 670/250, with seal | pcs | 219,34 | Chamber components | 209 | 6430050419615
128490 | 2606651 | Post-connection saddle 860/160, with seal | pcs | 116,95 | Chamber components | 209 | 6430050419622
128495 | 2606652 | Post-connection saddle 860/200, with seal | pcs | 154,57 | Chamber components | 209 | 6430050419639
128500 | 2606653 | Post-connection saddle 860/250, with seal | pcs | 227,98 | Chamber components | 209 | 6430050419646
128505 | 2606654 | Post-connection saddle 860/315, with seal | pcs | 254,75 | Chamber components | 209 | 6430050419653
128510 | 2606655 | Post-connection saddle 860/400, with seal | pcs | 415,82 | Chamber components | 209 | 6430050419660
128330 | 2606524 | Post-connection saddle 400/32 | pcs | 77,37 | Chamber components | 209 | 6430010819172
128335 | 2606525 | Post-connection saddle 400/40 | pcs | 77,37 | Chamber components | 209 | 6430010819189
128340 | 2606526 | Post-connection saddle 400/50 | pcs | 77,37 | Chamber components | 209 | 6430010819196
128345 | 2606527 | Post-connection saddle 400/63 | pcs | 77,37 | Chamber components | 209 | 6430010819202
128350 | 2606528 | Post-connection saddle 400/75, for pressure pipe | pcs | 75,11 | Chamber components | 209 | 6430050419462
128355 | 2606529 | Post-connection saddle 400/90, for pressure pipe | pcs | 75,11 | Chamber components | 209 | 6430050419479
128360 | 2606530 | Post-connection saddle 400/110, for pressure pipe | pcs | 75,11 | Chamber components | 209 | 6430050419486
128365 | 2606531 | Post-connection saddle 560/32, for pressure pipe | pcs | 165,97 | Chamber components | 209 | 6430050419493
128370 | 2606532 | Post-connection saddle 560/40 | pcs | 159,60 | Chamber components | 209 | 6430010819219
128375 | 2606533 | Post-connection saddle 560/50 | pcs | 159,60 | Chamber components | 209 | 6430010819226
128380 | 2606534 | Post-connection saddle 560/63 | pcs | 159,60 | Chamber components | 209 | 6430010819233
128385 | 2606535 | Post-connection saddle 560/90, for pressure pipe | pcs | 75,11 | Chamber components | 209 | 6430050419509
128390 | 2606656 | Post-connection saddle 560/110, for pressure pipe | pcs | 77,51 | Chamber components | 209 | 6430050419516
128395 | 2606657 | Post-connection saddle 560/160, for pressure pipe | pcs | 83,75 | Chamber components | 209 | 6430050419523
128515 |  | Connection saddle 100/110 abs | pcs | 21,99 | Chamber components | 209
128400 | 2606536 | Post-connection saddle 400-560/110 without seal | pcs | 59,50 | Chamber components | 209 | 6430050410445
129408 |  | Post-connection saddlen 400-560/110-200 with flap | pcs | 9,31 | Chamber components | 209
128511 |  | Post-connection rubber 200/208/670-900 mm | pcs | 46,82 | Chamber components | 273
128512 |  | Post-connection rubber 200/208/400-560 mm | pcs | 40,70 | Chamber components | 273
128405 |  | Post-connection saddle 400-560/110 with flange sea | pcs | 2,63 | Chamber components | 209 | 6430050410452
128530 |  | 110 butterfly valve (non-return valve) | pcs | 156,35 | Chamber components | 209 | 6430050410476
128535 |  | 160 butterfly valve (non-return valve) | pcs | 322,32 | Chamber components | 209 | 6430050410483
128540 |  | 200 butterfly valve (non-return valve) | pcs | 392,72 | Chamber components | 209 | 6415826450542
128541 |  | 250 butterfly valve (non-return valve) | pcs | 522,00 | Chamber components | 209
128542 |  | 315 butterfly valve (non-return valve) | pcs | 722,00 | Chamber components | 209
128543 |  | 400 butterfly valve (non-return valve) | pcs | 1020,00 | Chamber components | 209
128800 | 1819291 | 110/32 coupler for pressure pipe, welded PEH | pcs | 121,74 | Chamber components | 209 | 6430050419844
128805 | 1819292 | 110/40 coupler for pressure pipe, welded PEH | pcs | 121,74 | Chamber components | 209 | 6430050419851
128810 | 1819293 | 110/50 coupler for pressure pipe welded PEH | pcs | 121,74 | Chamber components | 209 | 6430050419868
128815 | 1819294 | 110/63 coupler for pressure pipe, welded PEH | pcs | 121,74 | Chamber components | 209 | 6430050419875
128817 | 1819295 | 110/75 Pressure sewer fitting welded PEH | pcs | 124,74 | Chamber components | 209 | 6430050419882
128819 | 1819296 | 110/90 Pressure sewer connection welded PEH | pcs | 126,74 | Chamber components | 209 | 6430050419899
130500 |  | One flap non-return valve 110mm | pcs | 171,13 | Chamber components | 105 | 5900308337837
130505 |  | One flap non-return valve 160mm | pcs | 200,00 | Chamber components | 105
130510 |  | Vertical valve 200 mm | pcs | 482,97 | Chamber components | 105
130515 |  | Vertical valve 250 mm | pcs | 821,43 | Chamber components | 105
130520 |  | Vertical valve 315 mm | pcs | 1259,48 | Chamber components | 105
130525 |  | Horizontal backflow valve 400mm plastic closable | pcs | 3013,30 | Chamber components | 105
129411 |  | Installation set for post-con. saddle 400-560/110 | pcs | 15,19 | Chamber components | 209
129412 |  | Installation set for post-con. saddle 400/110-200 | pcs | 17,09 | Chamber components | 209
129413 |  | Installation set for post-con. saddle 560/110-200 | pcs | 19,55 | Chamber components | 209
128520 | 2606658 | Ball float valve 110 mm | pcs | 112,24 | Chamber components | 209 | 6430010814023
124855 | 2606620 | Water chamber, frame 400/315 ball float valve | pcs | 299,10 | Chamber components | 208 | 6430010819387
124860 | 2606621 | Water chamber, frame 400/315 butterfly valve | pcs | 314,06 | Chamber components | 208 | 6430050412579
124880 | 2606625 | Rainwater chamber, frame SVK 400/315 | pcs | 227,84 | Chamber components | 208 | 6430010819400
124871 | 2606659 | Water chamber, frame PVK 600/315/150 R butterfly v | pcs | 367,29 | Chamber components | 208 | 6430050416225
124865 | 2606622 | Water chamber, frame PVK 600/315/150 R ball float | pcs | 344,35 | Chamber components | 208 | 6430050412586
124875 | 2606624 | Water chamber, frame SVK 315 | pcs | 167,52 | Chamber components | 208 | 6430010819837
125100 | 2606626 | Water chamber, frame SVK 600/315/150 R | pcs | 300,41 | Chamber components | 208 | 6430050412609
124940 | 2606596 | Water chamber, frame VTP 200/110, 2m | pcs | 248,07 | Chamber components | 208 | 6430050419394
124900 | 2606660 | Water chamber, frame SOK 800/560/500, without conn | pcs | 771,29 | Chamber components | 208 | 6430050419349
124905 | 2606629 | Water chamber, frame VTK 400/315/110 intersecting | pcs | 257,59 | Chamber components | 208 | 6430010813873
124915 | 2606630 | Water chamber, frame VTK 400/315/160 intersecting | pcs | 275,67 | Chamber components | 208 | 6430010813880
124925 | 2606631 | Water chamber, frame VTK 400/315/200 intersecting | pcs | 287,94 | Chamber components | 208 | 6430010813897
124963 | 2606661 | Water chamber, frame RKP 315/110-160 | pcs | 68,87 | Chamber components | 208 | 6430050419448
124910 | 2606662 | Water chamber, frame VTK 400/315/110, straight | pcs | 250,67 | Chamber components | 208 | 6430050419356
124920 | 2606663 | Water chamber, frame VTK 400/315/160, straight | pcs | 266,29 | Chamber components | 208 | 6430050419363
124930 | 2606664 | Water chamber, frame VTK 400/315/200, straight | pcs | 283,21 | Chamber components | 208 | 6430050419370
124935 | 2606632 | Water chamber, frame VTK 560/500, intersecting | pcs | 446,34 | Chamber components | 208 | 6430050419387
124945 | 2606597 | Water chamber, frame VTP 200/160/110 | pcs | 110,80 | Chamber components | 208 | 6430050419400
124950 | 2606598 | Water chamber, frame VTP 200/160/160 | pcs | 121,55 | Chamber components | 208 | 6430050419417
124955 | 2606599 | Water chamber, frame VTP 200/160/200 | pcs | 133,44 | Chamber components | 208 | 6430050419424
124970 | 2606665 | Water chamber, frame RKP 315x500 R | pcs | 71,00 | Chamber components | 208 | 6430050419455
128210 | 2606506 | Seal junction 32/48/5-10mm | pcs | 9,87 | Chamber components | 209
128215 |  | Seal junction 40/54/5-10mm | pcs | 11,03 | Chamber components | 209
128220 |  | Seal junction 50/64/5-14mm | pcs | 11,40 | Chamber components | 209
128230 |  | Seal junction 63/79/5-14mm | pcs | 12,00 | Chamber components | 209
128235 | 2606508 | Seal junction 75/83/3-14mm | pcs | 10,71 | Chamber components | 209
128240 | 2606509 | Seal junction 75/86/5-10mm | pcs | 9,01 | Chamber components | 209
128245 | 2606510 | Seal junction 75/86/5-14mm | pcs | 8,27 | Chamber components | 209
128250 | 2606511 | Seal junction 90/98/3-14mm | pcs | 11,64 | Chamber components | 209
128255 | 2606512 | Seal junction 110 mm, thin | pcs | 18,38 | Chamber components | 209 | 6430010813927
128260 | 2606513 | Seal junction 110/114/20mm | pcs | 18,38 | Chamber components | 209
128265 | 2606514 | Seal junction 110/122/5-10mm | pcs | 18,38 | Chamber components | 209
128270 |  | Seal junction 160/168/5-10mm | pcs | 36,76 | Chamber components | 209
124890 | 2606627 | Drainage chamber 400/315 without connections | pcs | 198,11 | Chamber components | 208 | 6430050410513
124895 | 2606628 | Drainage chamber 560/500 without connections | pcs | 334,43 | Chamber components | 208 | 6430050412968
128600 | 2606559 | Telescope 160 x 950 + cast iron frame | pcs | 100,00 | Telescopes | 209 | 6430050410490
128605 | 2606560 | Telescope 160 x 1500 + cast iron frame | pcs | 179,88 | Telescopes | 209 | 6430050419677
128610 | 2606561 | Telescope 160 x 2000 + cast iron frame | pcs | 203,47 | Telescopes | 209 | 6430050419684
128615 | 2606666 | Telescope 200 x 750 + cast iron frame | pcs | 100,00 | Telescopes | 209 | 6430050419691
128620 | 2606562 | Telescope 315 x 750 + cast iron frame | pcs | 200,00 | Telescopes | 209 | 6430010819370
128625 | 2606563 | Telescope 315 x 1200 + cast iron frame | pcs | 218,59 | Telescopes | 209 | 6430050419707
128630 | 2606667 | Telescope 315 x 1500 + cast iron frame | pcs | 247,94 | Telescopes | 209 | 6430050419714
128635 | 2606564 | Telescope 315 x 2000 + cast iron frame | pcs | 263,44 | Telescopes | 209 | 6430050419721
128640 | 2606565 | Telescope 500 x 750 + cast iron frame | pcs | 262,47 | Telescopes | 209 | 6430050410506
128645 | 2606668 | Telescope 500 x 1500 + cast iron frame | pcs | 347,33 | Telescopes | 209 | 6430050419738
128647 | 2606683 | Telescope 500 x 2000 + cast iron frame | pcs | 376,00 | Telescopes | 209 | 6430010817062
128650 | 2606639 | Telescope 630 x 750 + cast iron frame | pcs | 442,34 | Telescopes | 209 | 6430050419745
128652 | 2606682 | Telescope 630 x 1500 + cast iron frame | pcs | 532,34 | Telescopes | 209 | 6430010817024
128545 | 2606550 | Telescope ring 200/160 with seal | pcs | 28,24 | Telescopes | 209 | 6430010814009
128550 | 2606551 | Telescope ring 315/160 | pcs | 44,11 | Telescopes | 209 | 6430010819318
128555 | 2606552 | Telescope ring 315/200 | pcs | 41,84 | Telescopes | 209 | 6430010819301
128565 | 2606554 | Telescope ring 400/315, hard | pcs | 49,87 | Telescopes | 209 | 6430010819325
128570 | 2606555 | Telescope ring 400/315, inner | pcs | 60,00 | Telescopes | 209
128575 |  | Telescope ring 560/315 | pcs | 92,39 | Telescopes | 209
128580 | 2606556 | Telescope ring 560/315mm | pcs | 146,12 | Telescopes | 209 | 6430010819332
128585 | 2606557 | Telescope ring 560/500 | pcs | 120,00 | Telescopes | 209 | 6430010819349
128590 |  | Telescope ring 630/560, to 670 mm frame | pcs | 162,50 | Telescopes | 209
128595 | 2606558 | Telescope ring 710/630 | pcs | 209,10 | Telescopes | 209
128655 | 2606669 | Telescope pipe 160 x 4,9 x 950 | pcs | 26,79 | Telescopes | 209 | 6430050419752
128660 | 2606670 | Telescopepipe 160 x 4,9 x 1500 | pcs | 44,25 | Telescopes | 209 | 6430050419769
128665 | 2606566 | Telescope pipe 160 x 4,9 x 2000 | pcs | 55,14 | Telescopes | 209 | 6430050419776
128670 | 2606671 | Telescope pipe 200 x 6,2 x 750 | pcs | 33,02 | Telescopes | 209 | 6430050419783
128675 | 2606567 | Telescope pipe 315 x 9,7 x 750 mm | pcs | 82,36 | Telescopes | 209 | 6430010819363
128680 | 2606672 | Telescope pipe 315 x 9,7 x 1200 | pcs | 121,36 | Telescopes | 209 | 6430050419790
128685 | 2606568 | Telescope pipe 315 x 9,7 x 1500 | pcs | 135,48 | Telescopes | 209 | 6430050419806
128690 | 2606569 | Telescope pipe 315 x 9,7 x 2000 | pcs | 180,64 | Telescopes | 209 | 6430050419813
128695 | 2606673 | Telescopepipe 500 x 12,3 x 750 | pcs | 149,97 | Telescopes | 209 | 6430050419820
128700 |  | Telescope pipe 500 x 12,3 x 1500 | pcs | 331,00 | Telescopes | 209
128702 | 2606680 | Telescopepipe 500x12,3 x 2000 | pcs | 390,00 | Telescopes | 209 | 6430010817017
128705 | 2606570 | Telescope pipe 630 x 14,9 x 750 | pcs | 180,97 | Telescopes | 209
128706 | 2606681 | Telescope pipe 630x15,4 x 1500 | pcs | 270,00 | Telescopes | 209 | 6430010817055
128708 | 2606674 | Telescope RKP 315/110-160 | pcs | 66,23 | Telescopes | 209 | 6430050419837
131945 | 2606684 | Telescopic 630x750 + cast iron frame + insulated | pcs | 800,00 | Telescopes | 209 | 6430010812043
126715 |  | Sand collection sink 315 | pcs | 133,62 | Telescopes | 210
126720 |  | Sand collection sink RST 500 | pcs | 306,22 | Telescopes | 210
131210 |  | Cast-iron frame 315mm square 450x450, h=150 | pcs | 216,92 | Covers | 216 | 6430010814054
131270 | 3331010 | Frame 500x500h100 C250 NV60050 | pcs | 215,44 | Covers | 216
131330 |  | Frame450x450/300 adjustable Cast-iron | pcs | 129,65 | Covers | 216
131455 | 3331050 | Closed cover 500x500 A15 NV60052 | pcs | 169,30 | Covers | 216
131450 | 3321050 | Closed cover 500 A15 NV60061 5 tn | pcs | 153,80 | Covers | 216
131265 |  | Frame 500x500/40 squared Cast-iron | pcs | 285,00 | Covers | 216
131285 | 3325810 | Frame 600/200 adjustable Cast-iron | pcs | 320,00 | Covers | 216
131430 | 3321156 | Closed cover 500, 40tn round | pcs | 145,00 | Covers | 216 | 6430010814092
131370 | 3322086 | Elevation ring 500x500h40 NV60022 | pcs | 170,43 | Covers | 216
131620 | 3322176 | Grafting cover 600 D400 / 40 tn round Cast-iron | pcs | 285,00 | Covers | 216
131605 |  | Grafting cover KUPU 315 | pcs | 106,81 | Covers | 216
131485 | 3322856 | Closed cover 600 D400 / 40 tn round Cast-iron | pcs | 320,00 | Covers | 216
131490 |  | Closed cover 630 mm D400 | pcs | 209,32 | Covers | 216
131570 | 3321870 | Grafting cover (for rainwater) 500 5t round Cast-i | pcs | 112,67 | Covers | 216
131580 | 3321874 | Grafting cover (for rainwater) 500 25t round Cast- | pcs | 168,22 | Covers | 216 | 6430010814115
131585 |  | Grating cover 500 mm 40 tn | pcs | 150,00 | Covers | 216
131625 |  | Cast-iron grafting cover for Rainwater chamber | pcs | 35,01 | Covers | 216
131520 | 3321070 | Grafting cover 500 A15 NV60091 | pcs | 131,56 | Covers | 216
131630 | 3331060 | Inner cover 440x440 NV60051 | pcs | 107,66 | Covers | 216
131510 |  | Grating cover 315 mm 40 tn | pcs | 65,00 | Covers | 216 | 6430050410544
131635 | 3321060 | Inner cover 445 NV60081 | pcs | 85,49 | Covers | 216
131680 | 3331098 | 600 Domed cover A15 / 1,5 tn | pcs | 209,04 | Covers | 216
131535 | 3331074 | Grafting cover 500x500 C250 NV60053 | pcs | 276,83 | Covers | 216
131610 |  | Grafting cover 500 kupu | pcs | 220,00 | Covers | 216
131675 | 3331054 | Cover 500x500 C250 NV60069 | pcs | 287,11 | Covers | 216
131560 |  | Plastic grating cover 315 mm, 5 tn | pcs | 56,45 | Covers | 216 | 6430010814160
131204 |  | Cast iron frame 180 GJS, lockable | pcs | 54,19 | Covers | 216
131589 |  | Stormwater grate cover (grate) 630 40t round cast | pcs | 209,32 | Covers | 216
131550 |  | Plastic closed cover 160 mm, 5 tn | pcs | 20,55 | Covers | 216 | 6430010814146
131555 |  | Plastic closed cover 315 mm, 5 tn | pcs | 52,53 | Covers | 216 | 6430010814153
131240 |  | Plastic frame 160 mm, 5 tn | pcs | 50,00 | Covers | 216 | 6430010814122
131245 |  | Plastic frame 315 mm, 5 tn | pcs | 65,00 | Covers | 216 | 6430010814139
131586 |  | Rainwater cover 500 40t round, with hook | pcs | 188,23 | Covers | 216
131805 |  | Frame 400 to plastic pipe NV60637 | pcs | 189,31 | Covers | 216
131512 |  | Rainwater cover 315 40 t, with hook | pcs | 81,10 | Covers | 216
128715 | 2606572 | Closed cover/bottom RST 110 | pcs | 30,00 | Covers | 209 | 6430050410551
128720 | 2606573 | Closed cover/bottom RST 160 | pcs | 36,00 | Covers | 209 | 6430010813941
128725 | 2606574 | Closed cover/bottom RST 200 | pcs | 40,00 | Covers | 209 | 6430010813958
128730 | 2606575 | Closed cover/bottom RST 315 | pcs | 46,00 | Covers | 209 | 6430010813965
128735 | 2606576 | Closed cover/bottom RST 400 | pcs | 62,00 | Covers | 209 | 6430010813972
128740 | 2606577 | Closed cover/bottom RST 500 | pcs | 135,00 | Covers | 209 | 6430010813989
128745 | 2606578 | Closed cover/bottom RST 560 | pcs | 180,00 | Covers | 209 | 6430010813996
131705 |  | Noise dampening compound 440 g | pcs | 95,00 | Covers | 216
128785 |  | Cast iron cover opening hook | pcs | 62,00 | Covers | 209
131360 | 3321020 | Frame-elevation ring 500/40 C250 NV60025 | pcs | 172,66 | Covers | 216
131365 |  | Frame-elevation ring 600/50 C250 NV60222 | pcs | 141,83 | Covers | 216
131500 | 3363060 | Grafting cover 180 D400 NV60820 | pcs | 49,63 | Covers | 216
131505 |  | Grafting cover 300 D400 NV60157 | pcs | 80,47 | Covers | 216
131540 |  | Grafting cover 500 D400 NV60094 | pcs | 170,00 | Covers | 216
131205 |  | Cast-iron frame 315 GJS, lockable | pcs | 95,15 | Covers | 216
131220 |  | Cast-iron frame 500 GJS, lockable | pcs | 174,82 | Covers | 216
131200 |  | Cast-iron frame 180 mm | pcs | 57,72 | Covers | 216 | 6430050410520
131215 |  | Cast-iron frame 315 mm | pcs | 100,00 | Covers | 216 | 6430050410537
131225 |  | Cast-iron frame 500 mm | pcs | 150,00 | Covers | 216 | 6430010814061
131230 |  | Cast-iron frame 560 | pcs | 186,43 | Covers | 216
131235 |  | Cast-iron frame 630 mm round | pcs | 228,36 | Covers | 216
131408 |  | Blind cover 180 GJS locking | pcs | 24,30 | Covers | 216
131410 |  | Closed cover 315 GJS lockable | pcs | 92,03 | Covers | 216
131470 |  | Closed cover 500 GJS lockable | pcs | 169,22 | Covers | 216
131385 | 3363056 | Closed cover 180 D400 NV60819 | pcs | 35,00 | Covers | 216
131405 |  | Closed cover 300 D400 NV60153 | pcs | 75,36 | Covers | 216
131830 | 3326055 | Closed cover 400 D400 NV60612 | pcs | 149,05 | Covers | 216
131465 | 3321056 | Closed cover 500 D400 NV60063 | pcs | 160,00 | Covers | 216
131850 | 3322056 | Solid cover 600 D400 NV60255 | pcs | 265,64 | Covers | 216
131295 | 3362010 | Frame 300 h150 D400 NV60150 | pcs | 122,41 | Covers | 216
131300 | 3321010 | Frame fixed 500/h100 C250 NV60060 | pcs | 169,04 | Covers | 216
131305 | 3322015 | Frame fixed 600/h100 D400 NV60200 | pcs | 167,57 | Covers | 216
131310 | 3322010 | Frame fixed 600/h100 D400 NV60256 2:lle | pcs | 161,22 | Covers | 216
131340 |  | Frame 560x560, 500 to plastic pipe NV60854 | pcs | 257,12 | Covers | 216
128790 |  | 800 kg manhole cover magnet with fixed handle | pcs | 1027,05 | Covers | 209
128795 |  | 1600 Kg manhole cover magnet with foldable handles | pcs | 1397,48 | Covers | 209
131380 | 3363156 | Closed cover 180, 40tn round | pcs | 26,25 | Covers | 216 | 6430010814078
131395 |  | Closed cover 300, 40tn round | pcs | 62,00 | Covers | 216 | 6430010814085
131475 |  | Closed cover 560 40t round Cast-iron | pcs | 208,62 | Covers | 216
129910 |  | Carriage bolt M8x30 | pcs | 0,30 | Covers | 209
128835 |  | lock screw 8x35 | pcs | 0,76 | Covers | 209
128840 |  | lock screw M8x40 | pcs | 0,40 | Covers | 209
128845 |  | lock screw 10x35 | pcs | 0,76 | Covers | 209
131315 | 3363010 | Frame adjust. 180-200/160 h105 D400 NV60818 | pcs | 73,54 | Covers | 216 | 6415833630104
131320 | 3364090 | Frame adjustable 300 / 315 450x450h115 D400 NV6083 | pcs | 150,51 | Covers | 216
131325 | 3364010 | Frame adjust. 315 h115 D400 NV60830 | pcs | 122,97 | Covers | 216
131327 | 3364011 | Adjustable frame 315/h100 D400 NV60833 | pcs | 115,00 | Covers | 216 | 6415833640110
131335 | 3328010 | Frame adjustable 500/h135 D400 NV60850 | pcs | 162,38 | Covers | 216
131337 |  | Adjustable frame 500/h85 D400 NV60852 | pcs | 160,00 | Covers | 216
131345 | 3325010 | Frame adjustable 600 D400 NV60800 h=267mm | pcs | 325,00 | Covers | 216
131350 | 3325020 | Frame adjustable 600 D400 NV60802 for 2 | pcs | 266,56 | Covers | 216
131495 |  | Grafting cover 180 40t round Cast-iron SGPS | pcs | 45,00 | Covers | 216 | 6430050415853
131515 |  | Grafting cover 315 GJS, | pcs | 88,40 | Covers | 216
131545 |  | Grafting cover 500 GJS, lockable | pcs | 153,19 | Covers | 216
131910 |  | Signal hat 110mm brown with steel plate | pcs | 20,50 | Covers | 216
131915 |  | Signal hat 110mm blue with steel plate | pcs | 20,50 | Covers | 216
131685 | 3350010 | Valve head 270/170 NV 60456 | pcs | 75,08 | Covers | 216
131690 | 3350810 | Valve head 270x170/115 Cast-iron | pcs | 72,00 | Covers | 216
131695 | 3350020 | Valve head 300/150 NV60458 | pcs | 80,47 | Covers | 216
450639 | 3350720 | AVK valve cap reversible, fixed / floating | pcs | 169,05 | Covers | 290
450638 | 3350727 | AVK valve head 145/200 telescopic | pcs | 151,54 | Covers | 290 | 5706231419264
131670 | 3350017 | Cover for valve head 115 NV60457 | pcs | 30,82 | Covers | 216
451398 | 3350056 | Valve head 300/500 with socket 60459 | pcs | 115,00 | Covers | 274 | 6415833500568
131700 | 3350820 | Valve head 300x150/115 adjustable | pcs | 69,38 | Covers | 216
131665 | 3350817 | Cover 115 for valve head Cast-iron | pcs | 36,00 | Covers | 216
451401 | 3350054 | Valve head cover 115 mm 80 with keyhole | pcs | 38,00 | Covers | 274 | 6415833500544
451404 | 3350055 | Valve head cover 115 mm with lifting handle | pcs | 25,00 | Covers | 274 | 6415833500551
123215 |  | Stall chamber 2700ltr Carat S | pcs | 2028,68 | Rainwater delaying systems | 273 | 6430050410568
123220 |  | Stall chamber 3750ltr Carat | pcs | 2118,13 | Rainwater delaying systems | 273
123212 | 2606675 | MX-stall chamber 2000 ltr | pcs | 2045,20 | Rainwater delaying systems | 273 | 6430050416591
123232 | 2513405 | End plate for stall pipe 560 mm | pcs | 91,44 | Rainwater delaying systems | 273 | 6430050416454
123237 | 2513406 | End plate for stall pipe 670 mm | pcs | 161,23 | Rainwater delaying systems | 273 | 6430050412470
123242 | 2513407 | End plate for stall pipe 900 mm | pcs | 258,63 | Rainwater delaying systems | 273 | 6430050412487
123200 |  | Tunnel 300 for melt- and rainwater | pcs | 118,81 | Rainwater delaying systems | 273 | 6430050410575
123205 |  | End panel for Tunnel 300 | pcs | 56,16 | Rainwater delaying systems | 273 | 6430050410582
123210 |  | Fastening plugs for Tunnel 300 (6 pc/bag) | bag | 9,20 | Rainwater delaying systems | 273 | 6430050410599
123250 |  | ACO Stormbrixx caset element SD 314090 | pcs | 114,91 | Rainwater delaying systems | 273
123255 |  | ACO Stormbrixx side panel SD 314091 | pcs | 47,06 | Rainwater delaying systems | 273
123260 |  | ACO Stormbrixx cover element SD 314092 | pcs | 15,44 | Rainwater delaying systems | 273
123265 |  | ACO Stormbrixx 3-way coupler SD 314093 | pcs | 1,59 | Rainwater delaying systems | 273
123270 |  | ACO Stormbrixx hk lower part 400/315 SB3000 | pcs | 384,59 | Rainwater delaying systems | 273
123280 |  | ACO Stormbrixx adapter for inspection chamber SD 3 | pcs | 102,24 | Rainwater delaying systems | 273
123285 |  | ACO Stormbrixx D110 coupler 314026 | pcs | 42,46 | Rainwater delaying systems | 273
123290 |  | ACO Stormbrixx D160 coupler 314027 | pcs | 55,85 | Rainwater delaying systems | 273
123295 |  | ACO Stormbrixx D200 coupler 314028 | pcs | 54,02 | Rainwater delaying systems | 273
123300 |  | ACO Stormbrixx D250 coupler 314048 | pcs | 102,90 | Rainwater delaying systems | 273
123305 |  | ACO Stormbrixx D315 coupler 314029 | pcs | 118,34 | Rainwater delaying systems | 273
123310 |  | ACO Stormbrixx D400 coupler 314030 | pcs | 171,77 | Rainwater delaying systems | 273
123900 |  | Herkules rainwatertank 1600 liters | pcs | 793,05 | Rainwater delaying systems | 189 | 6430050410711
123910 |  | Herkules automated pump 1000E | pcs | 507,37 | Rainwater delaying systems | 189 | 6430050410612
123915 |  | Branching chamber 200mm, green | pcs | 97,64 | Rainwater delaying systems | 189 | 6430050410629
123920 |  | 200mm plastic cover set, green | pcs | 97,64 | Rainwater delaying systems | 189
123950 |  | Rain catcher, round, RAPIDO | pcs | 58,94 | Rainwater delaying systems | 189
123955 |  | Rain catcher, square, RAPIDO QUATTRO | pcs | 58,94 | Rainwater delaying systems | 189
123960 |  | Water container 210 liters incl. tap | pcs | 45,52 | Rainwater delaying systems | 189
132490 | 3377040 | Outlet connector for ldc ACO Multiline DN100 | pcs | 22,70 | Linear drainage systems | 212
132485 | 3377038 | End plate for ldc ACO Multiline PP100 | pcs | 9,88 | Linear drainage systems | 212
132480 | 3377034 | Linear drainage channel ACO Multiline PP100 (C250) | pcs | 107,05 | Linear drainage systems | 212
132495 |  | End outlet plate for ldc ACO Multiline DN110 | pcs | 15,95 | Linear drainage systems | 212
124730 | 2606600 | Inspection chamber package 400/315/110 with telesc | pcs | 718,17 | Sewer inspection chamber packages | 208 | 6430010819134
124740 | 2606602 | Inspection chamber package 400/315/160 with telesc | pcs | 754,50 | Sewer inspection chamber packages | 208 | 6430010819141
124750 | 2606604 | Inspection chamber package 400/315/200 with telesc | pcs | 781,17 | Sewer inspection chamber packages | 208 | 6430010819158
124735 | 2606601 | Inspection chamber package 400/315/110, flow-throu | pcs | 718,17 | Sewer inspection chamber packages | 208 | 6430050419264
124745 | 2606603 | Inspection chamber package 400/315/160, flow-throu | pcs | 754,50 | Sewer inspection chamber packages | 208 | 6430050419271
124755 | 2606605 | Inspection chamber package 400/315/200, flow-throu | pcs | 781,17 | Sewer inspection chamber packages | 208 | 6430050419288
124760 | 2606606 | Inspection chamber package 560/500 with telescope | pcs | 1037,38 | Sewer inspection chamber packages | 208 | 6430050415648
135070 | 1819159 | PEH SVL 110x3,4 6m | m | 15,08 | General- and massive pipes | 196 | 6430010819455
135080 | 1819161 | PEH SVL 160x4,9 6m | m | 29,50 | General- and massive pipes | 196 | 6430010819462
135090 | 1819163 | PEH SVL 200x6,2 6m | m | 42,60 | General- and massive pipes | 196 | 6430010819479
135100 | 1819165 | PEH SVL 315x9,7 6m | m | 90,32 | General- and massive pipes | 196 | 6430010819486
135110 | 1819167 | PEH SVL 400x12,3 6m | m | 126,24 | General- and massive pipes | 196 | 6430010819493
135125 | 1819170 | PEH SVL 500x15,3 6m | m | 220,88 | General- and massive pipes | 196 | 6430050418199
135015 | 1819148 | General pipe PEH 75x1,9 L=6 m | m | 4,19 | General- and massive pipes | 196 | 6430010819516
135020 | 1819149 | General pipe PEH 110x2,7 L=6 m | m | 7,41 | General- and massive pipes | 196 | 6430010819523
135025 | 1819150 | General pipe PEH 125x3,1 L=6 m | m | 10,55 | General- and massive pipes | 196 | 6430050418144
135030 | 1819151 | General pipe PEH 160x4,0 L=6m | m | 16,02 | General- and massive pipes | 196 | 6430010819530
135035 | 1819152 | General pipe PEH 200x4,9 L=6m | m | 23,44 | General- and massive pipes | 196 | 6430010819547
135040 | 1819153 | General pipe PEH 400x9,8 L=6m | m | 135,11 | General- and massive pipes | 196 | 6430050416003
135050 | 1819155 | General pipe PEH 500x12,3 L=6m | m | 220,74 | General- and massive pipes | 196 | 6430050416010
135060 | 1819157 | General pipe PEH 560x13,7 L=6 m | m | 259,59 | General- and massive pipes | 196 | 6430050418175
136315 | 2840500 | General pipe PEH 630x15,4 L=6m | m | 275,76 | General- and massive pipes | 196 | 6430050418373
135045 | 1819154 | General pipe PEH 400x9,8 L=12m | m | 135,11 | General- and massive pipes | 196 | 6430050418151
135055 | 1819156 | General pipe PEH 500x12,3 L=12m | m | 220,74 | General- and massive pipes | 196 | 6430050418168
135065 | 1819158 | General pipe PEH 560x13,7 L=12m | m | 259,59 | General- and massive pipes | 196 | 6430050418182
136320 | 2840501 | General pipe PEH 630x15,4 L=12m | m | 275,76 | General- and massive pipes | 196 | 6430050418380
112118 | 4964311 | MX Pumping Station MOD 10-1 | pcs | 2320,00 | MX-pumping stations | 191 | 6430010812081
112121 | 4964312 | MX Pumping Station MOD 10-2 | pcs | 2580,00 | MX-pumping stations | 191 | 6430010812111
111000 | 4964313 | MX-pumping station 800/560/500, incl. Telescope + | pcs | 1800,00 | MX-pumping stations | 191 | 6430050416812
712205 | 4964314 | MX pumping station accessory package JVP 3-V, KSB | pcs | 3200,00 | MX-pumping stations | 191 | 6430050416751
712206 | 4964315 | MX pumping station accessory package PVP 3-V, KSB | pcs | 2600,00 | MX-pumping stations | 191 | 6430050416775
712207 | 4964316 | MX pumping station accessory package PVP 1-V, KSB | pcs | 2350,00 | MX-pumping stations | 191 | 6430050416805
111075 |  | MX pumping station accessory kit JVP 3-phase, HQ | pcs | 3000,00 | MX-pumping stations | 191
110995 | 4964317 | MX accessory kit, wall, PVP 1-V 1xKSB A-P 501 SE | pcs | 2500,00 | MX-pumping stations | 191 | 6430010812173
110991 | 4964318 | MX accessory kit, wall, PVP 3-V 1xKSB A-P 501 ND | pcs | 2400,00 | MX-pumping stations | 191 | 6430010812302
110993 | 4964319 | MX accessory kit, wall, PVP 3-V 2xKSB A-P 501 ND | pcs | 4100,00 | MX-pumping stations | 191 | 6430010812319
110997 | 4964320 | MX accessory kit, wall, JVP 1xKSB NS 50-172/160 | pcs | 4700,00 | MX-pumping stations | 191 | 6430010812357
110999 | 4964321 | MX accessory kit, wall, JVP 2xKSB NS 50-172/160 | pcs | 8000,00 | MX-pumping stations | 191 | 6430010812371
110987 | 4964322 | MX accessory kit, wall, JVP 3-V 1xKSB A-P 545 ND | pcs | 3600,00 | MX-pumping stations | 191 | 6430010812425
110989 | 4964323 | MX accessory kit, wall, JVP 3-V 2xKSB A-P 545 ND | pcs | 6150,00 | MX-pumping stations | 191 | 6430010812432
712213 | 4964324 | MX accessory kit, post, PVP 1-V 1xKSB A-P 501 SE | pcs | 2900,00 | MX-pumping stations | 191 | 6430050416713
712211 | 4964325 | MX accessory kit, post, PVP 3-V 1xKSB A-P 501 ND | pcs | 2800,00 | MX-pumping stations | 191 | 6430050416676
712212 | 4964326 | MX accessory kit, post, PVP 3-V 2xKSB A-P 501 ND | pcs | 4600,00 | MX-pumping stations | 191 | 6430050416706
712214 | 4964327 | MX accessory kit, post, JVP 1xKSB NS 50-172/160 | pcs | 4700,00 | MX-pumping stations | 191 | 6430050416720
712215 | 4964328 | MX accessory kit, post, JVP 2xKSB NS 50-172/160 | pcs | 8200,00 | MX-pumping stations | 191 | 6430050416737
712209 | 4964348 | MX accessory kit, post, JVP 3-V 1xKSB A-P 545 ND | pcs | 3700,00 | MX-pumping stations | 191 | 6430050416645
712210 | 4964329 | MX accessory kit, post, JVP 3-V 2xKSB A-P 545 ND | pcs | 6500,00 | MX-pumping stations | 191 | 6430050416652
110909 | 3622231 | MX pump well accessory kit | pcs | 670,00 | MX-pump units | 191 | 6430050416560
110902 | 3622227 | MX pump well body 560x1000, plastic cover | pcs | 346,08 | MX-pump units | 191 | 6430050416577
110904 | 3622228 | MX pump well body 560x2000, plastic cover | pcs | 567,79 | MX-pump units | 191 | 6430050416584
110906 | 3622229 | MX pump well body 560x2500, plastic cover | pcs | 686,75 | MX-pump units | 191 | 6430050416546
110908 | 3622230 | MX pump well body 560x3500, plastic cover | pcs | 919,28 | MX-pump units | 191 | 6430050416553
110907 | 2606676 | MX pump well body 560x3000, plastic cover | pcs | 740,75 | MX-pump units | 191 | 6430050415860
712202 | 2606677 | PAVE 1000 pump frame with plastic cover | pcs | 2900,00 | PA-VE pumping stations and device chambers | 283 | 6430050416744
120920 | 4964330 | PAVE 1000 pump frame with telescopic ring | pcs | 3000,00 | PA-VE pumping stations and device chambers | 283 | 6430010812449
112610 |  | PAVE 1100 IPKV for tap water | pcs | 1947,63 | PA-VE pumping stations and device chambers | 282
112615 | 2610000 | PAVE 1100 IPKV 2-toiminen Käyttövedelle | pcs | 1947,63 | PA-VE pumping stations and device chambers | 282
112665 | 2610003 | PAVE 1100 Water meter chamber 20 | pcs | 2223,94 | PA-VE pumping stations and device chambers | 282
112875 | 2610023 | PAVE 1600 PYK DN 150 | pcs | 6089,99 | PA-VE pumping stations and device chambers | 282 | 6430010812463
112880 | 2610024 | PAVE 1600 PYK DN 200 | pcs | 7687,18 | PA-VE pumping stations and device chambers | 282 | 6430010813255
112850 | 2610019 | PAVE 1100 PYK DN 50 | pcs | 2969,74 | PA-VE pumping stations and device chambers | 282 | 6430010813422
112855 | 4964331 | PAVE 1100 PYK DN 80 | pcs | 3625,69 | PA-VE pumping stations and device chambers | 282 | 6430010813729
112860 | 2610020 | PAVE 1100 PYK DN 100 | pcs | 3902,00 | PA-VE pumping stations and device chambers | 282 | 6430010813736
112865 | 2610021 | PAVE 1100 PYK DN 150 | pcs | 3396,56 | PA-VE pumping stations and device chambers | 282 | 6430010813835
124658 | 3640906 | Oil and sand separator OH-02, 300 0,2l/s 40tn | pcs | 531,20 | Oil- and grease separators | 208 | 6430050416300
124655 | 3640901 | Oil and sand separator OH-02, 0,2l/s, 40tn | pcs | 589,57 | Oil- and grease separators | 208 | 6430010813828
124650 | 3640900 | Oil and sand separator OH-02, 0,2l/s, 1,5tn | pcs | 517,03 | Oil- and grease separators | 208 | 6430050412555
124665 | 3640903 | Oil and sand separator OH-04, 0,4l/s, 40tn | pcs | 663,16 | Oil- and grease separators | 208 | 6430050415570
124660 | 3640902 | Oil and sand separator OH-04, 0,4l/s, 1,5tn | pcs | 597,42 | Oil- and grease separators | 208 | 6430050415587
124675 | 3640905 | Oil and sand separator OH-06, 0,6l/s, 40tn | pcs | 761,55 | Oil- and grease separators | 208 | 6430050415594
124670 | 3640904 | Oil and sand separator OH-06, 0,6l/s, 1,5tn | pcs | 695,94 | Oil- and grease separators | 208 | 6430050415600
124690 | 2606588 | Sand separator HEK-40, 40tn | pcs | 490,57 | Oil- and grease separators | 208 | 6430050416638
124695 | 2606589 | Sand separator HEK-120, 40tn | pcs | 538,28 | Oil- and grease separators | 208 | 6430050415617
124700 | 2606590 | Sand separator HEK-200, 40tn | pcs | 597,42 | Oil- and grease separators | 208 | 6430050415624
124705 | 2606591 | Sand separator HEK-400, 40tn | pcs | 814,18 | Oil- and grease separators | 208 | 6430050415631
110055 | 3638003 | 250/75 HT-sand separator with aluminium cover | pcs | 307,10 | Oil- and grease separators | 210 | 6415836380037
110060 | 3638008 | 250/110 HT-sand separator with aluminium cover | pcs | 281,06 | Oil- and grease separators | 210 | 6415836380082
127525 |  | Sampling well ACO Prowell NOK 110/160/315 | pcs | 683,64 | Oil- and grease separators | 272
117990 |  | KSB Amarex NS 50?172/002ULG?120 | pcs | 1920,00 | Submersible pump | 245
117995 |  | KSB Amarex NS 50?172/002ULG?140 | pcs | 1990,00 | Submersible pump | 245
118000 |  | KSB Amarex NS 50?172/012ULG?160, 400V, 4.5A | pcs | 2100,00 | Submersible pump | 245
118005 |  | KSB Amarex NS 50?222/032ULG?175 | pcs | 2150,00 | Submersible pump | 245
118010 |  | KSB Amarex NS 50?222/042ULG?190 | pcs | 2200,00 | Submersible pump | 245
118015 |  | KSB AmaPorter 500 SE, 1?phase 230V with float, 5.0 | pcs | 800,00 | Submersible pump | 245
118020 |  | KSB AmaPorter 501 SE, 1?phase 230V with float, 6.0 | pcs | 850,00 | Submersible pump | 245
118025 |  | KSB AmaPorter 502 SE, 1?phase 230V with float, 8.2 | pcs | 900,00 | Submersible pump | 245
118030 |  | KSB AmaPorter 503 SE, 1?phase 230V with float, 8.2 | pcs | 950,00 | Submersible pump | 245
118035 |  | KSB AmaPorter 501 ND, 3?phase, 400V, 2.8A | pcs | 780,00 | Submersible pump | 245
118040 |  | KSB AmaPorter 502 ND, 3?phase, 400V, 3.0A | pcs | 820,00 | Submersible pump | 245
118045 |  | KSB AmaPorter 500 ND, 3?phase, 400V, 2.3A | pcs | 780,00 | Submersible pump | 245
117980 |  | KSB Amaporter S545 ND, 3?phase, 400V, 3.5A | pcs | 1300,00 | Submersible pump | 245
120487 |  | KSB AmaPorter 503 ND, 3?phase, 400V, 3.5A | pcs | 820,00 | Submersible pump | 245
120685 |  | KSB ARX F 050?140/0232USG?100 | pcs | 1850,00 | Submersible pump | 245
120687 |  | KSB ARX F 050?140/0232USG?110 | pcs | 1900,00 | Submersible pump | 245
120689 |  | KSB ARX F 050?140/0232USG?120 | pcs | 1950,00 | Submersible pump | 245
120691 |  | KSB ARX F 050?140/0232USG?130 | pcs | 2100,00 | Submersible pump | 245
120695 |  | KSB ARX F 050?140/0232USG?150 | pcs | 2200,00 | Submersible pump | 245
120697 |  | KSB ARX F 050?140/0232USG?160 | pcs | 2250,00 | Submersible pump | 245
120701 |  | KSB ARX F 050?220/0402USG?170 | pcs | 2650,00 | Submersible pump | 245
120703 |  | KSB ARX F 050?220/0402USG?180 | pcs | 3100,00 | Submersible pump | 245
120705 |  | KSB ARX F 050?220/0732USG?190 | pcs | 3550,00 | Submersible pump | 245
120707 |  | KSB ARX F 065?150/0174USG?150 | pcs | 2100,00 | Submersible pump | 245
120709 |  | KSB ARX F 065?150/0174USG?160 | pcs | 2150,00 | Submersible pump | 245
120711 |  | KSB ARX F 065?150/0174USG?170 | pcs | 2200,00 | Submersible pump | 245
120713 |  | KSB ARX F 065?150/0174USG?180 | pcs | 2250,00 | Submersible pump | 245
120715 |  | KSB ARX F 065?150/0174USG?190 | pcs | 2300,00 | Submersible pump | 245
120719 |  | KSB ARX F 065?170/0242USG?110 | pcs | 2450,00 | Submersible pump | 245
120721 |  | KSB ARX F 065?170/0242USG?120 | pcs | 2500,00 | Submersible pump | 245
120723 |  | KSB ARX F 065?170/0242USG?130 | pcs | 2550,00 | Submersible pump | 245
120725 |  | KSB ARX F 065?170/0242USG?140 | pcs | 2600,00 | Submersible pump | 245
120729 |  | KSB ARX F 065?170/0402USG?160 | pcs | 2750,00 | Submersible pump | 245
120731 |  | KSB ARX F 065?170/0402USG?170 | pcs | 2850,00 | Submersible pump | 245
120733 |  | KSB ARX F 065?170/0492USG?180 | pcs | 3150,00 | Submersible pump | 245
120735 |  | KSB ARX F 065?170/0732USG?190 | pcs | 3450,00 | Submersible pump | 245
120737 |  | KSB ARX F 065?230/0174USG?160 | pcs | 2350,00 | Submersible pump | 245
120741 |  | KSB ARX F 065?230/0174USG?180 | pcs | 2450,00 | Submersible pump | 245
120743 |  | KSB ARX F 065?230/0174USG?190 | pcs | 2500,00 | Submersible pump | 245
120749 |  | KSB ARX F 080?150/0174USG?140 | pcs | 2450,00 | Submersible pump | 245
120751 |  | KSB ARX F 080?150/0174USG?160 | pcs | 2500,00 | Submersible pump | 245
120753 |  | KSB ARX F 080?180/0174USG?140 | pcs | 2400,00 | Submersible pump | 245
120755 |  | KSB ARX F 080?180/0174USG?150 | pcs | 2450,00 | Submersible pump | 245
120757 |  | KSB ARX F 080?180/0174USG?160 | pcs | 2500,00 | Submersible pump | 245
120761 |  | KSB ARX F 080?180/0174USG?180 | pcs | 2700,00 | Submersible pump | 245
120763 |  | KSB ARX F 080?220/0242USG?140 | pcs | 2750,00 | Submersible pump | 245
120765 |  | KSB ARX F 080?220/0402USG?150 | pcs | 2800,00 | Submersible pump | 245
120769 |  | KSB ARX F 080?220/0492USG?170 | pcs | 3200,00 | Submersible pump | 245
120771 |  | KSB ARX F 080?220/0732USG?180 | pcs | 3600,00 | Submersible pump | 245
120773 |  | KSB ARX F 080?220/0732USG?190 | pcs | 3650,00 | Submersible pump | 245
120775 |  | KSB ARX F 080?220/0842USG?200 | pcs | 4100,00 | Submersible pump | 245
120777 |  | KSB ARX F 080?230/0174USG?150 | pcs | 2500,00 | Submersible pump | 245
120779 |  | KSB ARX F 080?230/0174USG?160 | pcs | 2550,00 | Submersible pump | 245
120789 |  | KSB ARX F 080?230/0394USG?210 | pcs | 3150,00 | Submersible pump | 245
120791 |  | KSB ARX F 100?180/0174USG?140 | pcs | 2600,00 | Submersible pump | 245
120793 |  | KSB ARX F 100?180/0174USG?160 | pcs | 2650,00 | Submersible pump | 245
120795 |  | KSB ARX F 100?180/0174USG?180 | pcs | 2700,00 | Submersible pump | 245
120797 |  | KSB ARX F 100?180/0174USG?190 | pcs | 2750,00 | Submersible pump | 245
120799 |  | KSB ARX F 100?230/0174USG?160 | pcs | 2800,00 | Submersible pump | 245
120801 |  | KSB ARX F 100?230/0234USG?170 | pcs | 2850,00 | Submersible pump | 245
120803 |  | KSB ARX F 100?230/0354USG?180 | pcs | 3100,00 | Submersible pump | 245
120805 |  | KSB ARX F 100?230/0354USG?190 | pcs | 3150,00 | Submersible pump | 245
120807 |  | KSB ARX F 100?230/0394USG?200 | pcs | 3200,00 | Submersible pump | 245
120809 |  | KSB ARX F 100?230/0394USG?210 | pcs | 3250,00 | Submersible pump | 245
120811 |  | KSB ARX F 150?180/0654USG?160 | pcs | 4400,00 | Submersible pump | 245
120813 |  | KSB ARX F 150?180/0654USG?170 | pcs | 4450,00 | Submersible pump | 245
120815 |  | KSB ARX F 150?180/0654USG?180 | pcs | 4500,00 | Submersible pump | 245
120817 |  | KSB ARX F 150?230/0654USG?170 | pcs | 4550,00 | Submersible pump | 245
120819 |  | KSB ARX F 150?230/0654USG?180 | pcs | 4600,00 | Submersible pump | 245
120821 |  | KSB ARX F 150?230/0654USG?190 | pcs | 4650,00 | Submersible pump | 245
120823 |  | KSB ARX F 150?230/0654USG?200 | pcs | 4700,00 | Submersible pump | 245
120825 |  | KSB ARX F 150?230/0654USG?210 | pcs | 4750,00 | Submersible pump | 245
120827 |  | KSB ARX F 150?230/0774USG?220 | pcs | 5250,00 | Submersible pump | 245
168755 |  | "Pump HQ VS.40.06.2MA2"" 230V 4.5A vertical" | pcs | 716,84 | Submersible pump | 245
168745 |  | "Pump HQ VS.40.09.2MA 2"" 230V 7.0A vertical" | pcs | 721,06 | Submersible pump | 245
168720 |  | Pump HQ VS.40.04.2MA 230V 3.5A horizontal | pcs | 510,00 | Submersible pump | 245
168760 |  | Sump pump HQ VSL 50.06.2T 1,2A | pcs | 644,21 | Submersible pump | 245
168685 |  | Wastewater pump HQ GS.40.15.2T, 3-phase, 4.1A | pcs | 1205,26 | Submersible pump | 245
168795 |  | Wastewater pump HQ GS.40.22.2T | pcs | 1308,41 | Submersible pump | 245
111415 | 4964310 | MX-MOD telescopic ring | pcs | 220,00 | Extra accessories | 191 | 6430050411084
111410 | 4964309 | MX-MOD extension collar, height 500 mm | pcs | 280,00 | Extra accessories | 191 | 6430050411091
111430 | 2606678 | MX-MOD plastic cover | pcs | 165,00 | Extra accessories | 191 | 6430010814603
112124 |  | MX-MOD guide pipe extension package | pcs | 80,00 | Extra accessories | 191 | 6430050415020
112115 | 4964332 | MX-MOD post package | pcs | 200,00 | Extra accessories | 191 | 6430050415013
112127 |  | MX-MOD distribution box bracket installation kit | pcs | 135,00 | Extra accessories | 191 | 6430050415051
127515 | 3638906 | ACO load distribution plate | pcs | 977,16 | Extra accessories | 272
111055 | 4964333 | MX control panel 3-phase, for 1 pump, 1.0–1.6A | pcs | 1050,00 | Extra accessories | 191 | 6430050416867
111085 | 4964334 | MX control panel 3-phase, for 1 pump, 1.6–2.5A | pcs | 1050,00 | Extra accessories | 191 | 6430050416898
111130 | 4964335 | MX control panel 3-phase, for 1 pump, 2.5–4.0A | pcs | 1050,00 | Extra accessories | 191 | 6430050416980
111065 | 4964336 | MX control panel 3-phase, for 1 pump, 4.0–6.3A | pcs | 1050,00 | Extra accessories | 191 | 6430050416881
111090 | 4964337 | MX control panel 3-phase, for 1 pump, 6.0–10A | pcs | 1100,00 | Extra accessories | 191 | 6430050416904
111120 | 4964338 | MX control panel 1-phase, for 1 pump, 2.5–4.0A | pcs | 900,00 | Extra accessories | 191 | 6430050416966
111060 | 4964339 | MX control panel 1-phase, for 1 pump, 4.0–6.3A | pcs | 900,00 | Extra accessories | 191 | 6430050416874
111125 | 4964340 | MX control panel 1-phase, for 1 pump, 6.0–10A | pcs | 950,00 | Extra accessories | 191 | 6430050416973
711073 | 4964341 | MX?GSM data transmission unit, LTE/GPRS | pcs | 1100,00 | Extra accessories | 191 | 6430010810322
111240 | 4964342 | MX-Upper limit alarm center 230V | pcs | 395,00 | Extra accessories | 191 | 6430010810865
111095 | 4964343 | MX control panel 3-phase, for 2 pumps, 1.0–1.6A | pcs | 1700,00 | Extra accessories | 191 | 6430050416911
111100 | 4964344 | MX control panel 3-phase, for 2 pumps, 1.6–2.5A | pcs | 1700,00 | Extra accessories | 191 | 6430050416928
111105 | 4964345 | MX control panel 3-phase, for 2 pumps, 2.5–4.0A | pcs | 1700,00 | Extra accessories | 191 | 6430050416935
111110 | 4964346 | MX control panel 3-phase, for 2 pumps, 4.0–6.3A | pcs | 1700,00 | Extra accessories | 191 | 6430050416942
111115 | 4964347 | MX control panel 3-phase, for 2 pumps, 6.0–10.0A | pcs | 1750,00 | Extra accessories | 191 | 6430050416959
171085 |  | idOil-20/idSET central unit incl. SLU sludge senso | pcs | 1714,55 | Extra accessories | 272
127530 |  | idSET-34 oil separator alarm central unit | pcs | 1223,40 | Extra accessories | 272
127535 |  | Labcom 442 data transmission unit | pcs | 1485,45 | Extra accessories | 272
170720 |  | MX float C2H_10, incl. 10m cable | pcs | 108,60 | Extra accessories | 191
111050 |  | MX-float switch KariFinn C2Y_5, incl. 5m cable | pcs | 150,00 | Extra accessories | 191
170730 |  | MX float C2Y_10, incl. 10m cable | pcs | 142,50 | Extra accessories | 191
119235 |  | MX float switch 3Y_5, incl. 5m cable | pcs | 155,00 | Extra accessories | 191
170715 |  | MX float 3Y_10, incl. 10m cable | pcs | 175,00 | Extra accessories | 191
111374 |  | MX float switch C3Y_5, incl. 5m cable | pcs | 189,00 | Extra accessories | 191
111376 |  | MX float switch C3Y_10, incl. 10m cable | pcs | 235,00 | Extra accessories | 191
170710 |  | MX float 3H_10, incl. 10m cable | pcs | 129,60 | Extra accessories | 191
119215 |  | MX float switch M1H_5, incl. 5m cable | pcs | 76,60 | Extra accessories | 191
170740 |  | MX float M1H_10, incl. 10m cable | pcs | 88,00 | Extra accessories | 191
110930 |  | KariFinn M2H_5, incl. 5 m wire | pcs | 100,33 | Extra accessories | 191 | 6430050412159
170745 |  | MX float M1L_5, incl. 5m cable | pcs | 70,60 | Extra accessories | 191
111372 |  | MX float switch M1L_10, incl. 10m cable | pcs | 88,00 | Extra accessories | 191
171030 |  | Labkotec Grease separator alarm GA?2 | pcs | 1290,91 | Extra accessories | 272
171088 |  | Labkotec idOil?SLU sludge sensor | pcs | 1545,45 | Extra accessories | 272
171015 |  | Labkotec OMS?1 oil separator alarm | pcs | 1109,09 | Extra accessories | 272
169300 |  | Labkotec Overlevel alarm Lokaset 20 | pcs | 750,00 | Extra accessories | 272
171086 |  | Labkotec idOil-LIQ high-level sensor | pcs | 1180,91 | Extra accessories | 272
171020 |  | Labkotec OMS-1 oil separator alarm sensor | pcs | 443,18 | Extra accessories | 272
171087 |  | Labkotec idOil-OIL oil sensor | pcs | 1180,91 | Extra accessories | 272
171035 |  | Labkotec Sensor GA?SG1, 5M (grease compartment) | pcs | 475,00 | Extra accessories | 272
111413 |  | MX-MOD extension collar blank | pcs | 9999,00 | Extra accessories | 191 | 6430010814641
173485 | 9412559 | MX-GSM communication unit, LTE/GPRS 1P pole mount | pcs | 1100,00 | Extra accessories | 191 | 6430010816911
173490 | 9412560 | MX-GSM communication unit, LTE/GPRS 2P pole mount | pcs | 1100,00 | Extra accessories | 191 | 6430010817000
173460 |  | ALJK lifting lugs with beacon | pcs | 160,00 | Extra accessories | 191 | 6430010816980
169310 |  | Zehnder Microboy WC pump station | pcs | 1013,69 | Small pumping stations | 245
169315 |  | Zehnder SWH 100 small pumping station | pcs | 787,37 | Small pumping stations | 245
169320 |  | Zehnder SWH 170 small pumping station | pcs | 903,16 | Small pumping stations | 245
169325 |  | Zehnder SWH 190 small pumping station | pcs | 943,16 | Small pumping stations | 245
169330 |  | Zehnder LK pumping station UFB 200/30 | pcs | 1357,89 | Small pumping stations | 245
169340 |  | Zehnder LK pumping station UFB 200/35 | pcs | 1510,53 | Small pumping stations | 245
169350 |  | Zehnder LK pumping station UFB 200/40 | pcs | 1563,16 | Small pumping stations | 245
169955 |  | Pumping station Kompaktboy Duplex 1.1 D | pcs | 9800,00 | Small pumping stations | 245
169960 |  | Pumping station Kompaktboy Duplex 1.5 D | pcs | 10250,00 | Small pumping stations | 245
169965 |  | Pumping station Kompaktboy Duplex 3.0 D 2?P | pcs | 11200,00 | Small pumping stations | 245
169990 |  | Pumping station Kompaktboy SE 71.1 D 400V | pcs | 7450,00 | Small pumping stations | 245
169995 |  | Pumping station Kompaktboy SE 71.2 D | pcs | 7800,00 | Small pumping stations | 245
170000 |  | Pumping station Kompaktboy SE 71.3 D | pcs | 7990,00 | Small pumping stations | 245
170005 |  | Pumping station Kompaktboy SE 71.4 D | pcs | 8550,00 | Small pumping stations | 245
169970 |  | Pumping station Kompaktboy Duplex SE 71.1 D | pcs | 12500,00 | Small pumping stations | 245
169975 |  | Pumping station Kompaktboy Duplex SE 71.2 D | pcs | 13850,00 | Small pumping stations | 245
169980 |  | Pumping station Kompaktboy Duplex SE 71.3 D | pcs | 15200,00 | Small pumping stations | 245
169985 |  | Pumping station Kompaktboy Duplex SE 71.4 D | pcs | 16300,00 | Small pumping stations | 245
170015 |  | Pumping station Kompaktboy 1.1 W 230V | pcs | 4600,00 | Small pumping stations | 245
169950 |  | Pumping station Kompaktboy 1.1 D | pcs | 4350,00 | Small pumping stations | 245
170010 |  | Pumping station Kompaktboy 1.5 D | pcs | 4750,00 | Small pumping stations | 245
113850 | 2950835 | High water | pcs | 4043,52 | Hydrants | 284
113845 | 2950833 | Water pillar | pcs | 3369,60 | Hydrants | 284
119745 | 2950834 | Air to water | pcs | 3000,00 | Hydrants | 284
113800 | 2934460 | PAVE Hydrant 1 1/4´´ | pcs | 1482,62 | Hydrants | 284 | 6430050412395
113810 | 2934462 | PAVE Hydrant 1 1/4 ´´M, with water meter | pcs | 1950,00 | Hydrants | 284 | 6430050412418
113805 | 2934461 | PAVE Hydrant 2´´, RST-with upwards pipe | pcs | 2111,62 | Hydrants | 284 | 6430050412401
120583 | 2950844 | "PAVE water post 1 ¼"" with heating element " | pcs | 1900,00 | Hydrants | 284 | 6430050415099
120582 | 2950848 | "PAVE water post 1 ¼"" M water meter + heating ele | pcs | 2350,00 | Hydrants | 284 | 6430050415662
113843 |  | "Vandal guard for water post 1 1/4"" M, meter mode | pcs |  | Hydrants | 284 | 6430050417048
113808 |  | "PAVE Water Post 2"", SS Riser+Heating Cable" | pcs |  | Hydrants | 284 | 6430050415686
114500 | 2950821 | Kalvi Wall fire hydrant SPK-50 RST | pcs | 1047,60 | Hydrants | 285 | 6430010814733
114505 | 2950822 | Kalvi Wall fire hydrant SPK-80 RST | pcs | 1344,60 | Hydrants | 285 | 6430010814948
114520 | 2950823 | Kalvi Wall fire hydrant SPK-100 RST | pcs | 1522,80 | Hydrants | 285 | 6430010814993
114515 | 2950826 | Kalvi Wall fire hydrant SPK-80 2 B RST | pcs | 2583,36 | Hydrants | 285 | 6430010815228
114530 | 2950827 | Kalvi Wall fire hydrant SPK-100 2 B RST | pcs | 2694,60 | Hydrants | 285 | 6430010815334
114510 | 2950824 | Kalvi Wall fire hydrant SPK-80 2 A RST | pcs | 2448,36 | Hydrants | 285 | 6430010815341
114525 | 2950825 | Kalvi Wall fire hydrant SPK-100 2 A RST | pcs | 2773,44 | Hydrants | 285 | 6430010815433
114535 |  | Wall fire hydrant SPK-80 HST | pcs | 1773,36 | Hydrants | 285
114540 |  | Wall fire hydrant SPK-100 HST | pcs | 2206,44 | Hydrants | 285
114545 | 2950802 | Kalvi Fire hydrant 80/80-1 +at RST, valve AVK | pcs | 2095,20 | Hydrants | 285 | 6430010815839
114550 | 2950809 | Kalvi Fire hydrant 100/80-1 +at RST, valve AVK | pcs | 2158,43 | Hydrants | 285 | 6430010816034
114625 | 2950804 | Kalvi Fire hydrant station 100-1 +at RST, valve AV | pcs | 2538,00 | Hydrants | 285 | 6430050412425
114630 | 2950806 | Kalvi Fire hydrant station 150-1 +at RST, valve AV | pcs | 3520,80 | Hydrants | 285 | 6430050412432
114725 | 2950818 | Manifold 6´´-2x3´´ | pcs | 1673,57 | Hydrants | 285
114735 | 2950820 | Manifold 6´´-3x3´´ | pcs | 1803,86 | Hydrants | 285
114730 | 2950819 | Manifold 6´´-2x4´´ | pcs | 1981,32 | Hydrants | 285
114560 | 2950810 | Kalvi Fire hydrant RSL-2000 RST DN100, valve AVK | pcs | 2070,36 | Hydrants | 285 | 6430010816041
114710 | 2950807 | Instant coupler bend 6´´-3´´ | pcs | 1380,00 | Hydrants | 285 | 6430010816058
114715 | 2950816 | Instant coupler bend 6´´-4´´ | pcs | 1480,00 | Hydrants | 285 | 6430010816126
114720 | 2950817 | Instant coupler bend 6´´-6´´ | pcs | 1570,00 | Hydrants | 285 | 6430010816249
114575 | 2950830 | Kalvi Fire hydrant RSL-2000 RST DN100, valve Hawl | pcs | 2278,80 | Hydrants | 285 | 6430010816355
160415 | 3622065 | MX-Pipe part package | pcs | 805,79 | Wastewater systems for households | 190 | 6430010814191
160620 | 3622171 | MX-Cottage isolator 1/300 IN-DRÄN | pcs | 1674,89 | Wastewater systems for households | 190 | 6430010814368
160480 | 3622017 | MX-Cottage package 1/300 -infiltration system | pcs | 869,54 | Wastewater systems for households | 190 | 6430010814252
160485 | 3622173 | MX-Cottage package -infiltration package (2 balls) | pcs | 859,32 | Wastewater systems for households | 190 | 6430010814276
160605 | 3622169 | MX-Cottage isolator 2/1000 IN-DRÄN | pcs | 3971,39 | Wastewater systems for households | 190 | 6430010814344
160470 | 3622015 | MX-Cottage isolator 2/1000 -infiltration package | pcs | 1851,77 | Wastewater systems for households | 190 | 6430010814238
160610 | 3622170 | MX-Cottage isolator 2/500 IN-DRÄN | pcs | 2417,38 | Wastewater systems for households | 190 | 6430010814351
160475 | 3622016 | MX-Cottage isolator 2/500 -infiltration package | pcs | 1122,34 | Wastewater systems for households | 190 | 6430010814245
160600 | 3622168 | MX-Sako 2/1500 IN-DRÄN -infiltration package | pcs | 5525,35 | Wastewater systems for households | 190 | 6430010814320
160420 | 3622012 | MX-Sako 2/1500 -inflintration package | pcs | 2755,27 | Wastewater systems for households | 190 | 6430010814207
160595 | 3622183 | MX-Sako 3/2000 IN-DRÄN -infiltration package | pcs | 6388,65 | Wastewater systems for households | 190 | 6430010814313
160405 | 3622210 | MX-Sako 3/2000 LOW-infiltration package | pcs | 3666,62 | Wastewater systems for households | 190 | 6430050415679
160400 | 3622002 | MX-Sako 3/2000 infiltration package | pcs | 3214,10 | Wastewater systems for households | 190 | 6430010814184
160425 | 3622211 | MX-Renovating chamber package 550 | pcs | 1691,34 | Wastewater systems for households | 190 | 6430050412616
160430 | 3622184 | MX-Renovation package | pcs | 1038,71 | Wastewater systems for households | 190 | 6430010814214
160432 | 3622185 | MX-Renovation package with IN-DRÄN filtration | pcs | 4834,69 | Wastewater systems for households | 190 | 6430010814337
161400 | 3622900 | Bio cleaner 3 for waste water | pcs | 5613,78 | Wastewater systems for households | 278 | 6430058900009
161410 | 3622901 | Bio cleaner 4 for waste water | pcs | 7291,87 | Wastewater systems for households | 278
160410 |  | Herkules septic tank 1600 liters | pcs | 1347,22 | Wastewater systems for households | 190 | 6430010819554
160640 |  | Aggregate chamber 400 mm with accessories | pcs | 388,14 | Wastewater systems for households | 190
160495 | 3622174 | MX-Sauna chamber 300 ltr | pcs | 360,80 | Wastewater systems for households | 190 | 6430010814290
160490 | 3622018 | MX-Sauna chamber Plus 300 ltr | pcs | 596,42 | Wastewater systems for households | 190 | 6430010814283
160466 | 3629300 | Twinbloc tank 1500L shaft/cover | pcs | 2998,00 | Wastewater systems for households | 190 | 4037115030833
160468 | 3629302 | Twinbloc tank 5000L shaft/cover | pcs | 3250,00 | Wastewater systems for households | 190 | 4037115027703
160467 | 3629301 | Twinbloc tank 3500L shaft/cover | pcs | 3150,00 | Wastewater systems for households | 190 | 4037115027697
160515 | 3622187 | MX-Luja 2 x 5000 liters -closed tanks with service | pcs | 8923,79 | Wastewater systems for households | 190 | 6430010814467
160510 | 3622186 | MX-Luja 2 x 5000 liters -connected closed tanks | pcs | 7642,23 | Wastewater systems for households | 190 | 6430010814450
160500 | 3622180 | MX-Luja 5000 liters -closed tank | pcs | 3473,64 | Wastewater systems for households | 190 | 6430010814436
160505 | 3622181 | MX-Luja 5000 liters -closed tank with service hatc | pcs | 4056,34 | Wastewater systems for households | 190 | 6430010814443
160560 | 3622192 | MX-Luja frontal container | pcs | 4168,52 | Wastewater systems for households | 190 | 6430010814504
160630 | 3622207 | MX-luja frontal container with service hatch | pcs | 4705,22 | Wastewater systems for households | 190 | 6430010819844
160520 | 3622216 | Closed tank 2700 liters Caras S | pcs | 2137,76 | Wastewater systems for households | 190 | 6430050410728
160465 |  | Klaro chemical coagulant, 20L | pcs | 160,04 | Package plants | 190 | 6430050410704
160454 | 3622224 | Klaro 10 small treatment plant tank 6500L | pcs | 6412,42 | Package plants | 190 | 6430050416423
160535 |  | Sinivuokko deodorization filter | pcs | 226,61 | Wasterwater system components | 190 | 6430010819561
160540 |  | Sinivuokko deodorization filter adjustment plate 1 | pcs | 22,26 | Wasterwater system components | 190 | 6430010819578
160530 | 3622200 | Anchorage textile 2,5 m x 9 m (N4) | rl | 156,76 | Wasterwater system components | 190 | 6430010819684
160525 | 4575301 | Wireless filling alarm for closed tank with with s | pcs | 355,14 | Wasterwater system components | 190 | 6415845753013
160555 | 3622191 | MX-Cottage isolator 2/1000 liters tank | pcs | 1783,46 | Wasterwater system components | 190 | 6430010814498
100550 | 2840502 | Duct pipe 110/95mm x 3000mm SN8 (blue) | pcs | 28,30 | Wasterwater system components | 171 | 6430010812494
160570 | 3622217 | Distribution well with accessories, 2 connections | pcs | 541,04 | Wasterwater system components | 190 | 6430050412623
160615 |  | MX-cabin sako 2/500 liters, tank | pcs | 782,58 | Wasterwater system components | 190
160585 | 3622197 | Distribution well with 4 connections, without supp | pcs | 633,91 | Wasterwater system components | 190 | 6430010814559
160550 | 3622190 | MX-Sako 2/1500 liters tank | pcs | 2469,93 | Wasterwater system components | 190 | 6430010814481
160660 |  | Carat continuation neck 400mm, with seal (Klaro) | pcs | 435,28 | Wasterwater system components | 190
160580 | 3622196 | Distribution well with 3 connections, without supp | pcs | 582,28 | Wasterwater system components | 190 | 6430010814542
160575 | 3622195 | Distribution well with 2 connections, without sup | pcs | 530,43 | Wasterwater system components | 190 | 6430010814535
100545 | 3622202 | Pipe without holes 110/95mm x 2,5m (black) | pcs | 20,58 | Wasterwater system components | 171 | 6430010814573
160565 | 3622194 | Precipitation ball 300 l | pcs | 515,58 | Wasterwater system components | 190 | 6430010814528
100540 | 2513408 | Pipe without holes 110/95mm x 2,3m (black) | pcs | 20,21 | Wasterwater system components | 171 | 6430050410735
160665 |  | Neck for Carat tank, micro | pcs | 413,54 | Wasterwater system components | 190
160591 |  | IN-DRÄN PRO module 1,2m x 0,6m x 0,2m | pcs | 716,63 | Wasterwater system components | 190
100535 | 3622198 | Infiltration pipe 110/95mm x 2,5m (blue) | pcs | 20,72 | Wasterwater system components | 171 | 6430050419950
160545 | 3480350 | MX-Water tank 2000ltr | pcs | 2710,45 | Wasterwater system components | 190 | 6430010819585
160625 |  | MX-cottage packet 1/300 liter, tank | pcs | 626,14 | Wasterwater system components | 190 | 6430050416164
100530 | 2513409 | Infiltration pipe 110/95 mm x 2,3m (blue) | pcs | 20,45 | Wasterwater system components | 171 | 6430010814566
160875 |  | Smartel Tank-Check RF 431 Grey- & Blackwater | pcs | 390,00 | Wasterwater system components | 190
160877 | 4575308 | Smartel Tank-Chek RF431 CWL Clearwater | pcs | 439,40 | Wasterwater system components | 190 | 6415845753082
160527 | 4575316 | Wireless filling alarm for closed tank with sensor | pcs | 380,00 | Wasterwater system components | 190 | 6429830232766
435600 | 2408301 | SiTech+ pipe 50 L=0,5 | pcs | 7,66 | Drainage pipes and parts, dB | 154 | 8018464262881
435602 | 2408302 | SiTech+ pipe 50 L=1 | pcs | 12,56 | Drainage pipes and parts, dB | 154 | 8018464262898
435604 | 2408303 | SiTech+ pipe 50 L=2 | pcs | 23,50 | Drainage pipes and parts, dB | 154 | 8018464262911
435606 | 2408305 | SiTech+ pipe 75 L=0,5 | pcs | 9,95 | Drainage pipes and parts, dB | 154 | 8018464262935
435608 | 2408306 | SiTech+ pipe 75 L=1 | pcs | 14,51 | Drainage pipes and parts, dB | 154 | 8018464262942
435610 | 2408307 | SiTech+ pipe 75 L=2 | pcs | 27,36 | Drainage pipes and parts, dB | 154 | 8018464262966
435612 | 2408308 | SiTech+ pipe 75 L=3 | pcs | 31,95 | Drainage pipes and parts, dB | 154 | 8018464262973
435614 | 2408310 | SiTech+ pipe 110 L=0,5 | pcs | 19,36 | Drainage pipes and parts, dB | 154 | 8018464263031
435616 | 2408311 | SiTech+ pipe 110 L=1 | pcs | 29,42 | Drainage pipes and parts, dB | 154 | 8018464263048
435618 | 2408312 | SiTech+ pipe 110 L=2 | pcs | 42,67 | Drainage pipes and parts, dB | 154 | 8018464263062
435620 | 2408313 | SiTech+ pipe 110 L=3 | pcs | 61,47 | Drainage pipes and parts, dB | 154 | 8018464263079
435622 | 2408315 | SiTech+ pipe 160 L=0,5 | pcs | 76,32 | Drainage pipes and parts, dB | 154 | 8018464263147
435624 | 2408316 | SiTech+ pipe 160 L=1 | pcs | 52,38 | Drainage pipes and parts, dB | 154 | 8018464263154
435626 | 2408317 | SiTech+ pipe 160 L=2 | pcs | 128,16 | Drainage pipes and parts, dB | 154 | 8018464263161
435628 | 2408318 | SiTech+ pipe 160 L=3 | pcs | 130,59 | Drainage pipes and parts, dB | 154 | 8018464263178
435678 | 2408335 | SiTech+ Branch, double socket 50x50x45° | pcs | 8,80 | Drainage pipes and parts, dB | 155 | 8018464195912
435682 | 2408336 | SiTech+ Branch, double socket 75x50x45° | pcs | 10,43 | Drainage pipes and parts, dB | 155 | 8018464195929
435686 | 2408337 | SiTech+ Branch, double socket 75x75x45° | pcs | 10,43 | Drainage pipes and parts, dB | 155 | 8018464195936
435692 | 2408338 | SiTech+ Branch, double socket 110x50x45° | pcs | 17,66 | Drainage pipes and parts, dB | 155 | 8018464195974
435696 | 2408339 | SiTech+ Branch, double socket 110x75x45° | pcs | 14,32 | Drainage pipes and parts, dB | 155 | 8018464195981
435690 | 2408340 | SiTech+ Branch, double socket 110x110x45° | pcs | 19,92 | Drainage pipes and parts, dB | 155 | 8018464196001
435706 | 2408341 | SiTech+ Branch, double socket 160x110x45° | pcs | 48,30 | Drainage pipes and parts, dB | 155 | 8018464196049
435710 | 2408342 | SiTech+ Branch, double socket 160x160x45° | pcs | 60,30 | Drainage pipes and parts, dB | 155 | 8018464196056
435680 | 2408343 | SiTech+ Branch, double socket 50x50x87,5° | pcs | 9,07 | Drainage pipes and parts, dB | 155 | 8018464196148
435684 | 2408344 | SiTech+ Branch, double socket 75x50x87,5° | pcs | 10,88 | Drainage pipes and parts, dB | 155 | 8018464196155
435688 | 2408345 | SiTech+ Branch, double socket 75x75x87,5° | pcs | 10,88 | Drainage pipes and parts, dB | 155 | 8018464196162
435694 | 2408346 | SiTech+ Branch, double socket 110x50x87,5° | pcs | 17,66 | Drainage pipes and parts, dB | 155 | 8018464196186
435698 | 2408347 | SiTech+ Branch, double socket 110x75x87,5° | pcs | 15,07 | Drainage pipes and parts, dB | 155 | 8018464196193
435708 | 2408348 | SiTech+ Branch, double socket 160x110x87,5° | pcs | 98,32 | Drainage pipes and parts, dB | 155 | 8018464204973
435712 | 2408349 | SiTech+ Branch, double socket 160x160x87,5° | pcs | 122,86 | Drainage pipes and parts, dB | 155 | 8018464204980
435646 | 2408319 | SiTech+ Bend, single socket 50x15° | pcs | 4,78 | Drainage pipes and parts, dB | 155 | 8018464195509
435654 | 2408320 | SiTech+ Bend, single socket 75x15° | pcs | 6,06 | Drainage pipes and parts, dB | 155 | 8018464195516
435662 | 2408321 | SiTech+ Bend, single socket 110x15° | pcs | 9,47 | Drainage pipes and parts, dB | 155 | 8018464195530
435670 | 2408322 | SiTech+ Bend, single socket 160x15° | pcs | 24,32 | Drainage pipes and parts, dB | 155 | 8018464195554
435648 | 2408323 | SiTech+ Bend, single socket 50x30° | pcs | 4,99 | Drainage pipes and parts, dB | 155 | 8018464195585
435656 | 2408324 | SiTech+ Bend, single socket 75x30° | pcs | 6,06 | Drainage pipes and parts, dB | 155 | 8018464195592
435664 | 2408325 | SiTech+ Bend, single socket 110x30° | pcs | 9,47 | Drainage pipes and parts, dB | 155 | 8018464195615
435672 | 2408326 | SiTech+ Bend, single socket 160x30° | pcs | 30,38 | Drainage pipes and parts, dB | 155 | 8018464195639
435650 | 2408327 | SiTech+ Bend, single socket 50x45° | pcs | 5,66 | Drainage pipes and parts, dB | 155 | 8018464195660
435658 | 2408328 | SiTech+ Bend, single socket 75x45° | pcs | 5,82 | Drainage pipes and parts, dB | 155 | 8018464195677
435666 | 2408329 | SiTech+ Bend, single socket 110x45° | pcs | 9,47 | Drainage pipes and parts, dB | 155 | 8018464195691
435674 | 2408330 | SiTech+ Bend, single socket 160x45° | pcs | 30,38 | Drainage pipes and parts, dB | 155 | 8018464195714
435652 | 2408331 | SiTech+ Bend, single socket 50x87,5° | pcs | 5,66 | Drainage pipes and parts, dB | 155 | 8018464195813
435660 | 2408332 | SiTech+ Bend, single socket 75x87,5° | pcs | 6,40 | Drainage pipes and parts, dB | 155 | 8018464195820
435668 | 2408333 | SiTech+ Bend, single socket 110x87,5° | pcs | 12,54 | Drainage pipes and parts, dB | 155 | 8018464195844
435676 | 2408334 | SiTech+ Bend, single socket 160x87,5° | pcs | 34,56 | Drainage pipes and parts, dB | 155 | 8018464195868
435630 | 2408358 | SiTech+ double socket 50 | pcs | 5,18 | Drainage pipes and parts, dB | 155 | 8018464196391
435632 | 2408359 | SiTech+ double socket 75 | pcs | 6,54 | Drainage pipes and parts, dB | 155 | 8018464196407
435634 | 2408360 | SiTech+ double socket 110 | pcs | 11,90 | Drainage pipes and parts, dB | 155 | 8018464196421
435636 | 2408361 | SiTech+ double socket 160 | pcs | 24,00 | Drainage pipes and parts, dB | 155 | 8018464196445
435714 | 2408363 | SiTech+ reducer 75/50 | pcs | 6,16 | Drainage pipes and parts, dB | 155 | 8018464196551
435716 | 2408364 | SiTech+ reducer 110/50 | pcs | 7,79 | Drainage pipes and parts, dB | 155 | 8018464196568
435718 | 2408365 | SiTech+ reducer 110/75 | pcs | 7,87 | Drainage pipes and parts, dB | 155 | 8018464196575
435720 | 2408366 | SiTech+ reducer 160/110 | pcs | 22,00 | Drainage pipes and parts, dB | 155 | 8018464196599
435722 | 2408350 | SiTech+ clean out pipe 50 | pcs | 11,90 | Drainage pipes and parts, dB | 155 | 8018464196247
435724 | 2408351 | SiTech+ clean out pipe 75 | pcs | 18,96 | Drainage pipes and parts, dB | 155 | 8018464196254
435726 | 2408352 | SiTech+ clean out pipe 110 | pcs | 30,88 | Drainage pipes and parts, dB | 155 | 8018464196278
435728 | 2408353 | SiTech+ clean out pipe 160 | pcs | 105,07 | Drainage pipes and parts, dB | 155 | 8018464204997
435638 | 2408354 | SiTech+ coupler 50 | pcs | 5,66 | Drainage pipes and parts, dB | 155 | 8018464196315
435640 | 2408355 | SiTech+ coupler 75 | pcs | 6,96 | Drainage pipes and parts, dB | 155 | 8018464196322
435642 | 2408356 | SiTech+ coupler 110 | pcs | 12,06 | Drainage pipes and parts, dB | 155 | 8018464196346
435644 | 2408357 | SiTech+ coupler 160 | pcs | 24,00 | Drainage pipes and parts, dB | 155 | 8018464196360
435550 |  | 110 dBlue Pipe Clamp | pcs | 10,92 | Drainage pipes and parts, dB | 155
435730 | 2408367 | SiTech+ plug 50 | pcs | 4,78 | Drainage pipes and parts, dB | 155 | 8018464196650
435732 | 2408368 | SiTech+ plug 75 | pcs | 4,78 | Drainage pipes and parts, dB | 155 | 8018464196667
435734 | 2408369 | SiTech+ plug 110 | pcs | 7,74 | Drainage pipes and parts, dB | 155 | 8018464196681
435736 | 2408370 | SiTech+ plug 160 | pcs | 13,74 | Drainage pipes and parts, dB | 155 | 8018464196704
435746 | 2407169 | LKS 50 AS+ sleeve lock | pcs | 15,68 | Drainage pipes and parts, dB | 155 | 4026294978418
435748 | 2407170 | LKS 75 AS+ sleeve lock | pcs | 18,22 | Drainage pipes and parts, dB | 155 | 4026294978425
435750 | 2407172 | LKS 110 AS+ sleeve lock | pcs | 24,62 | Drainage pipes and parts, dB | 155 | 4026294978449
435752 | 2407174 | LKS 160 AS+ sleeve lock | pcs | 29,87 | Drainage pipes and parts, dB | 155 | 4026294978463
435738 | 2407191 | D50 M8/10 AS+ system bracket | pcs | 8,59 | Drainage pipes and parts, dB | 155 | 8719942018494
435740 | 2407192 | D75 M8/11 AS+ system bracket | pcs | 10,64 | Drainage pipes and parts, dB | 155 | 8719942018500
435742 | 2407194 | D110 M8/13 AS+ system bracket | pcs | 12,08 | Drainage pipes and parts, dB | 155 | 8719942018524
435744 | 2407196 | D160 M8/15 AS+ system bracket | pcs | 16,83 | Drainage pipes and parts, dB | 155 | 8719942018548
435702 | 2408374 | SiTech+ triple socket branch 110x110x110x87,5° | pcs | 18,06 | Drainage pipes and parts, dB | 155 | 8018464196780
435700 | 2408372 | SiTech+ Branch, double socket round 110x110x87,5° | pcs | 17,02 | Drainage pipes and parts, dB | 155 | 8018464196759
435704 | 2408373 | SiTech+ triple socket branch 110x50x50x45° | pcs | 71,26 | Drainage pipes and parts, dB | 155 | 8018464205017
109090 | 2440201 | 32-15+ white HT pipe bend, double socket | pcs | 3,88 | Double socket bends | 184 | 6415824496016
109110 | 2440211 | 32-30+ white HT pipe bend, double socket | pcs | 3,88 | Double socket bends | 184 | 6415895038900
109130 | 2440221 | 32-45+ white HT pipe bend, double socket | pcs | 3,88 | Double socket bends | 184 | 6415895038375
109150 | 2440241 | 32-88,5+ white HT pipe bend, double socket | pcs | 3,88 | Double socket bends | 184 | 6415895038573
109095 | 2430203 | 50-15+ HT pipe bend, double socket | pcs | 4,46 | Double socket bends | 184 | 6415895138105
109100 | 2430204 | 75-15+ HT pipe bend, double socket | pcs | 5,27 | Double socket bends | 184 | 6430050415235
109105 | 2430206 | 110-15+ HT pipe bend, double socket | pcs | 8,01 | Double socket bends | 184 | 6430050415242
109115 | 2430213 | 50-30+ HT pipe bend, double socket | pcs | 4,46 | Double socket bends | 184 | 6415895134251
109120 | 2430214 | 75-30+ HT pipe bend, double socket | pcs | 5,27 | Double socket bends | 184 | 6430050415259
109125 | 2430216 | 110-30+ HT pipe bend, double socket | pcs | 8,01 | Double socket bends | 184 | 6430050415266
109135 | 2430223 | 50-45+ HT pipe bend, double socket | pcs | 6,09 | Double socket bends | 184 | 5907444001493
109140 | 2430224 | 75-45+ HT pipe bend, double socket | pcs | 5,27 | Double socket bends | 184 | 6430050415273
109145 | 2430226 | 110-45+ HT pipe bend, double socket | pcs | 8,01 | Double socket bends | 184 | 6430050415280
109155 | 2430243 | 50-88,5+ steep HT pipe bend, double socket | pcs | 6,09 | Double socket bends | 184 | 5907444001516
109160 | 2430244 | 75-88,5+ steep HT pipe bend, double socket | pcs | 7,50 | Double socket bends | 184 | 5708525235390
109165 | 2430246 | 110-88,5+ steep HT pipe bend, double socket | pcs | 12,35 | Double socket bends | 184 | 6430050415297
109170 | 2430343 | 50-88,5+ round HT pipe bend, double socket | pcs | 6,36 | Double socket bends | 184 | 9010459136220
109175 | 2430344 | 75-88,5+ round HT pipe bend, double socket | pcs | 8,01 | Double socket bends | 184 | 6430050415303
109180 | 2430346 | 110-88,5+ round HT pipe bend, double socket | pcs | 13,79 | Double socket bends | 184 | 6430050415310
109446 | 2489102 | 50/32 HT-reducer Merika 2154 white. Centered | pcs | 4,67 | Reducers | 184 | 6415824891026
109445 | 2480102 | 50/32 white HT reducer | pcs | 4,20 | Reducers | 184 | 5907444311745
109675 | 2470766 | 75/50 HT-reducer, short | pcs | 17,67 | Reducers | 184 | 5708525235260
109455 | 2470106 | 75/50 HT reducer | pcs | 4,44 | Reducers | 184 | 6430050415433
109460 | 2470111 | 110/50 HT, long reducer | pcs | 8,35 | Reducers | 184 | 5708525151737
109465 | 2470112 | 110/75 HT, long reducer | pcs | 5,74 | Reducers | 184 | 6430050415440
109680 | 2471707 | 75x50 HT short reducer for pipe | pcs | 23,28 | Reducers | 184
109685 | 2470772 | 110x75 HT short reducer for pipe | pcs | 25,07 | Reducers | 184
109325 | 2460431 | 32/32-45+ HT branch, triple socket | pcs | 6,92 | Triple socket branches | 184 | 6415824699318
109360 | 2460491 | 32/32-88,5+ HT branch, triple socket | pcs | 6,92 | Triple socket branches | 184 | 6415824699417
109330 | 2450436 | 50/50-45+ HT branch, triple socket | pcs | 9,98 | Triple socket branches | 184 | 5708525410438
109335 | 2450439 | 75/50-45+ HT branch, triple socket | pcs | 14,34 | Triple socket branches | 184 | 5708525406233
109340 | 2450440 | 75/75-45+ HT branch, triple socket | pcs | 9,54 | Triple socket branches | 184 | 6430050415372
109345 | 2450445 | 110/50-45+ HT branch, triple socket | pcs | 17,16 | Triple socket branches | 184 | 9010459136312
109350 | 2450446 | 110/75-45+ HT branch, triple socket | pcs | 12,08 | Triple socket branches | 184 | 6430050415389
109355 | 2450448 | 110/110-45+ HT branch, triple socket | pcs | 17,16 | Triple socket branches | 184 | 6430050415396
108325 | 2217516 | 160/110-45+ NAL Branch, triple socket | pcs | 53,82 | Triple socket branches | 186 | 6430010817826
108330 | 2217517 | 160/160-45+ NAL Branch, triple socket | pcs | 79,12 | Triple socket branches | 186 | 6430010817833
110195 | 2450506 | 110/75-88,5+ HT-triple socket branch steep | pcs | 7,82 | Triple socket branches | 184
109380 | 2450508 | 110/110-88,5+ HT-triple socket branch steep | pcs | 26,11 | Triple socket branches | 184 | 5708525322489
109365 | 2450496 | 50/50-88,5+ HT branch, triple socket | pcs | 10,54 | Triple socket branches | 184 | 5708525410469
109370 | 2450499 | 75/50-88,5+ HT branch, triple socket | pcs | 11,42 | Triple socket branches | 184 | 9010459136299
109375 | 2450505 | 110/50-88,5+ HT branch, triple socket | pcs | 18,02 | Triple socket branches | 184 | 9010459136275
109440 | 2470051 | 110x110x88,5 triple socket branch | pcs | 37,07 | Triple socket branches | 184
109385 | 2450700 | 75/75-88,5+ round HT branch, triple socket | pcs | 13,23 | Triple socket branches | 184 | 6430050415402
109390 | 2450706 | 110/75-88,5+ round HT branch, triple socket | pcs | 15,18 | Triple socket branches | 184 | 6430050415419
109395 | 2450708 | 110/110-88,5+ round HT branch, triple socket | pcs | 20,59 | Triple socket branches | 184 | 6430050415426
109490 | 2480161 | 32 HT double socket | pcs | 2,88 | Double sockets | 184 | 6415895038511
109495 | 2470163 | 50 HT double socket | pcs | 4,09 | Double sockets | 184 | 6430050415471
109500 | 2470164 | 75 HT double socket | pcs | 5,10 | Double sockets | 184 | 6430050415488
109505 | 2470166 | 110 HT double socket | pcs | 9,07 | Double sockets | 184 | 6430050415495
109585 | 2471703 | 50 inner sleeve PP | pcs | 11,86 | Double sockets | 184
109590 | 2471710 | 75 inner sleeve PP | pcs | 19,83 | Double sockets | 184
109595 | 2471711 | 110 inner socket PP | pcs | 27,70 | Double sockets | 184
400705 | 0201182 | 70x30 sewage bent, cast iron | pcs | 15,54 | Drainage pipes and parts, Cast iron | 58
400710 | 0201184 | 100x30 sewage bent, cast iron | pcs | 19,57 | Drainage pipes and parts, Cast iron | 58
400715 | 0201185 | 150x30 sewage bent, cast iron | pcs | 50,23 | Drainage pipes and parts, Cast iron | 58
400720 | 0201186 | 200x30 sewage bent, cast iron | pcs | 103,27 | Drainage pipes and parts, Cast iron | 58
400725 | 0201601 | 50x45 sewage bent, cast iron | pcs | 12,58 | Drainage pipes and parts, Cast iron | 58
400730 | 0201602 | 70x45 sewage bent, cast iron | pcs | 17,15 | Drainage pipes and parts, Cast iron | 58
400735 | 0201604 | 100x45 sewage bent, cast iron | pcs | 18,47 | Drainage pipes and parts, Cast iron | 58
400740 | 0201606 | 150x45 sewage bent, cast iron | pcs | 43,95 | Drainage pipes and parts, Cast iron | 58
400745 | 0201607 | 200x45 sewage bent, cast iron | pcs | 116,90 | Drainage pipes and parts, Cast iron | 58
400755 | 0201621 | 50x87,5 sewage bent, cast iron | pcs | 13,57 | Drainage pipes and parts, Cast iron | 58
400760 | 0201622 | 70x87,5 sewage bent, cast iron | pcs | 18,22 | Drainage pipes and parts, Cast iron | 58
400765 | 0201624 | 100x87,5 sewage bent, cast iron | pcs | 22,72 | Drainage pipes and parts, Cast iron | 58
400770 | 0201626 | 150x87,5 sewage bent, cast iron | pcs | 68,92 | Drainage pipes and parts, Cast iron | 58
400775 | 0201627 | 200x87,5 sewage bent, cast iron | pcs | 159,03 | Drainage pipes and parts, Cast iron | 58
400780 | 0201641 | 50x50x45 Branch, double socket 45° cast iron | pcs | 22,24 | Drainage pipes and parts, Cast iron | 58
400785 | 0201642 | 70x70x45 Branch, double socket 45° cast iron | pcs | 31,24 | Drainage pipes and parts, Cast iron | 58
400790 | 0201652 | 100x50x45 Branch, double socket 45° cast iron | pcs | 33,35 | Drainage pipes and parts, Cast iron | 58
400795 | 0201653 | 100x70x45 Branch, double socket 45° cast iron | pcs | 38,15 | Drainage pipes and parts, Cast iron | 58
400800 | 0201644 | 100x100x45 Branch, double socket 45° cast iron | pcs | 40,19 | Drainage pipes and parts, Cast iron | 58
400805 | 0201657 | 150x100x45 Branch, double socket 45° cast iron | pcs | 98,43 | Drainage pipes and parts, Cast iron | 58
400810 | 0201646 | 150x150x45 Branch, double socket 45° cast iron | pcs | 131,92 | Drainage pipes and parts, Cast iron | 58
400815 | 0201660 | 200x100x45 Branch, double socket 45° cast iron | pcs | 228,23 | Drainage pipes and parts, Cast iron | 58
400820 | 0201662 | 200x150x45 Branch, double socket 45° cast iron | pcs | 222,88 | Drainage pipes and parts, Cast iron | 58
400825 | 0201647 | 200x200x45 Branch, double socket 45° cast iron | pcs | 258,96 | Drainage pipes and parts, Cast iron | 58
400830 | 0201701 | 50x50x87,5 Branch, double socket 87,5° cast iron | pcs | 22,20 | Drainage pipes and parts, Cast iron | 58
400835 | 0201702 | 70x70x87,5 Branch, double socket 87,5° cast iron | pcs | 34,13 | Drainage pipes and parts, Cast iron | 58
400840 | 0201713 | 100x70x87,5 Branch, double socket 87,5° cast iron | pcs | 36,73 | Drainage pipes and parts, Cast iron | 58
400845 | 0201704 | 100x100x87,5 Branch, double socket 87,5° cast iron | pcs | 37,85 | Drainage pipes and parts, Cast iron | 58
400850 | 0201717 | 150x100x87,5 Branch, double socket 87,5° cast iron | pcs | 98,40 | Drainage pipes and parts, Cast iron | 58
400855 | 0201706 | 150x150x87,5 Branch, double socket 87,5° cast iron | pcs | 131,94 | Drainage pipes and parts, Cast iron | 58
400000 | 0201504 | 50x3000 Drainage pipe cast iron | pcs | 123,23 | Drainage pipes and parts, Cast iron | 57
400005 | 0201513 | 70x3000 Drainage pipe cast iron | pcs | 146,57 | Drainage pipes and parts, Cast iron | 57
400010 | 0201524 | 100x3000 Drainage pipe cast iron | pcs | 179,82 | Drainage pipes and parts, Cast iron | 57
400015 | 0201544 | 150x3000 Drainage pipe cast iron | pcs | 323,52 | Drainage pipes and parts, Cast iron | 57
400020 | 0201554 | 200x3000 Drainage pipe cast iron | pcs | 794,84 | Drainage pipes and parts, Cast iron | 57
400870 | 0201831 | 70x50 Reducing fitting cast iron | pcs | 10,71 | Drainage pipes and parts, Cast iron | 58
400875 | 0201834 | 100x70 Reducing fitting cast iron | pcs | 12,15 | Drainage pipes and parts, Cast iron | 58
400880 | 0201840 | 150x100 Reducing fitting cast iron | pcs | 35,49 | Drainage pipes and parts, Cast iron | 58
400885 | 0201846 | 200x150 Reducing fitting cast iron | pcs | 71,76 | Drainage pipes and parts, Cast iron | 58
400890 | 0201892 | 70 Cleaning pipe cast iron | pcs | 99,00 | Drainage pipes and parts, Cast iron | 58
400895 | 0201894 | 100 Cleaning pipe cast iron | pcs | 69,68 | Drainage pipes and parts, Cast iron | 58
400900 | 0201896 | 150 Cleaning pipe cast iron | pcs | 184,21 | Drainage pipes and parts, Cast iron | 58
400905 | 0201897 | 200 Cleaning pipe cast iron | pcs | 500,02 | Drainage pipes and parts, Cast iron | 58
401675 |  | 70 Clamp fitting / 1-pultti TERRA Rapid / Inox | pcs | 21,43 | Drainage pipes and parts, Cast iron | 59
401680 |  | 100 Clamp fitting / 1-pultti TERRA Rapid / Inox | pcs | 23,81 | Drainage pipes and parts, Cast iron | 59
401685 |  | 150 Clamp fitting / 1-pultti TERRA Rapid / Inox | pcs | 38,73 | Drainage pipes and parts, Cast iron | 59
401600 | 0202052 | 50 Clamp fitting-B / 1-pultti Rapid | pcs | 4,88 | Drainage pipes and parts, Cast iron | 59
401605 | 0202053 | 70 Clamp fitting-B / 1-pultti Rapid | pcs | 5,57 | Drainage pipes and parts, Cast iron | 59
401610 | 0202054 | 100 Clamp fitting-B / 1-pultti Rapid | pcs | 7,50 | Drainage pipes and parts, Cast iron | 59
401615 | 0202055 | 150 Clamp fitting-B / 1-pultti Rapid | pcs | 12,09 | Drainage pipes and parts, Cast iron | 59
401625 | 0202002 | 50 Clamp fitting-B / 2-pultti sileä CV | pcs | 3,45 | Drainage pipes and parts, Cast iron | 59
401630 | 0202003 | 70 Clamp fitting-B / 2-pultti sileä CV | pcs | 9,10 | Drainage pipes and parts, Cast iron | 59
401635 | 0202004 | 100 Clamp fitting-B / 2-pultti sileä CV | pcs | 12,20 | Drainage pipes and parts, Cast iron | 59
401640 | 0202005 | 150 Clamp fitting-B / 2-pultti sileä CV | pcs | 16,80 | Drainage pipes and parts, Cast iron | 59
401650 | 0202211 | 50 Clamp fitting B SGPS AquaSafe Duo | pcs | 11,03 | Drainage pipes and parts, Cast iron | 59
401655 | 0202213 | 70 Clamp fitting B SGPS AquaSafe Duo | pcs | 14,95 | Drainage pipes and parts, Cast iron | 59
401660 | 0202214 | 100 Clamp fitting B SGPS AquaSafe Duo | pcs | 19,16 | Drainage pipes and parts, Cast iron | 59
401665 | 0202215 | 150 Clamp fitting B SGPS AquaSafe Duo | pcs | 39,00 | Drainage pipes and parts, Cast iron | 59
401670 | 0202216 | 200 Clamp fitting B SGPS AquaSafe Duo | pcs | 81,10 | Drainage pipes and parts, Cast iron | 59
401695 | 0202223 | 70 Clamp fitting / 2-pultti TERRA CE / Inox | pcs | 49,60 | Drainage pipes and parts, Cast iron | 59
401700 | 0202224 | 100 Clamp fitting / 2-pultti TERRA CE / Inox | pcs | 50,73 | Drainage pipes and parts, Cast iron | 59
401705 | 0202225 | 150 Clamp fitting / 2-pultti TERRA CE / Inox | pcs | 61,68 | Drainage pipes and parts, Cast iron | 59
401710 | 0202281 | 50-50 Clamp fitting SGPS AquaSafe Plasto | pcs | 89,75 | Drainage pipes and parts, Cast iron | 59
401715 | 0202283 | 70-75 Clamp fitting SGPS AquaSafe Plasto | pcs | 93,23 | Drainage pipes and parts, Cast iron | 59
401720 | 0202284 | 100-110 Clamp fitting SGPS AquaSafe Plasto | pcs | 115,37 | Drainage pipes and parts, Cast iron | 59
401725 | 0202286 | 150-160 Clamp fitting SGPS AquaSafe Plasto | pcs | 212,00 | Drainage pipes and parts, Cast iron | 59
400910 | 0201902 | 70 sewage plug ,cast iron Plug cast iron | pcs | 14,20 | Drainage pipes and parts, Cast iron | 58
400915 | 0201904 | 100 sewage plug ,cast iron Plug cast iron | pcs | 14,20 | Drainage pipes and parts, Cast iron | 58
400920 | 0201906 | 150 sewage plug ,cast iron Plug cast iron | pcs | 28,74 | Drainage pipes and parts, Cast iron | 58
400700 | 0201164 | 100x15 sewage bent, cast iron | pcs | 21,48 | Drainage pipes and parts, Cast iron | 58
400865 | 0201824 | 100x100x87,5 sewage corner branch ,cast iron | pcs | 108,62 | Drainage pipes and parts, Cast iron | 58
400860 | 0201774 | 100x100x87,5 sewage cross branch, cast iron | pcs | 84,08 | Drainage pipes and parts, Cast iron | 58
109470 | 2480151 | 32 white HT sliding sleeve | pcs | 2,88 | Drain couplers | 184 | 6415895120841
109475 | 2470153 | 50 HT sliding sleeve | pcs | 4,46 | Drain couplers | 184 | 6430050415532
109480 | 2470154 | 75 HT sliding sleeve | pcs | 5,27 | Drain couplers | 184 | 6430050415457
109485 | 2470156 | 110 HT sliding sleeve | pcs | 9,44 | Drain couplers | 184 | 6430050415464
438690 | 3254006 | Nylon plug 6x30 100kpl/ltk | bx | 7,72 | Plugs | 215
438695 | 3254008 | Nylon plug 8x40 100kpl/ltk | bx | 11,72 | Plugs | 215
438700 | 3254010 | Nylon plug 10x50 50kpl/ltk | bx | 10,56 | Plugs | 215
438702 | 3253651 | Nylon plug Gripper 6, 100 kpl/ltk | bx | 45,00 | Plugs | 215 | 6416031752322
438703 | 3253652 | Nylon plug Gripper 8, 50 kpl/ltk | bx | 27,50 | Plugs | 215 | 6416031752346
438704 | 3253653 | Nylon plug Gripper 10, 50 kpl/ltk | bx | 53,50 | Plugs | 215 | 6416031752360
109630 | 2235015 | 110-170/110 shrink coupling | pcs | 56,03 | Couplers, | 186
109615 | 2470324 | 75 Adapter plastic/cast iron HTP | pcs | 17,54 | Couplers, | 184
109620 | 2470327 | 110 Adapter plastic/cast iron HTP | pcs | 20,98 | Couplers, | 184
109535 | 2470184 | 75 HT cleanout coupling, double socket | pcs | 16,40 | Single socket cleanout couplings | 184 | 9010459141132
109540 | 2470186 | 110 HT cleanout coupling, double socke | pcs | 29,06 | Single socket cleanout couplings | 184 | 6430050415501
109515 | 2470174 | 75 HT-cleanout coupling, single socket | pcs | 18,21 | Single socket cleanout couplings | 184 | 5708525151751
109520 | 2470176 | 110 HT-cleanout coupling, single socket | pcs | 26,53 | Single socket cleanout couplings | 184 | 5708525151768
109525 |  | 110 HT cleaning fitting brown | pcs | 24,01 | Single socket cleanout couplings | 184
109690 | 2481983 | 50 HT seal | pcs | 0,58 | Sealings | 184 | 6430050412784
109695 | 2481984 | 75 HT seal | pcs | 1,17 | Sealings | 184 | 6430050412791
109700 | 2481986 | 110 HT seal | pcs | 0,98 | Sealings | 184 | 6430050412814
109770 | 2364505 | 50 HT-cup seal | pcs | 5,64 | Sealings | 184
109775 | 2364507 | 75 HT-cup seal | pcs | 6,86 | Sealings | 184
109780 | 2364511 | 110 HT-cup seal | pcs | 7,73 | Sealings | 184
109720 |  | HT seal 50mm F582 Dinlock | pcs | 0,58 | Sealings | 184 | 6430050415747
109725 |  | HT seal 75mm F582 Dinlock | pcs | 0,78 | Sealings | 184 | 6430050415754
109730 |  | HT seal 110mm F582 Dinlock | pcs | 0,98 | Sealings | 184 | 6430050415761
109735 |  | NAL-seal 160mm F582 Dinlock | pcs | 1,99 | Sealings | 184
109740 |  | NAL-seal 200mm F582 Dinlock | pcs | 2,87 | Sealings | 184
109795 | 2365007 | 75 HT- O-ring seal thick | pcs | 7,14 | Sealings | 184
109800 | 2365011 | 110 HT- O-ring seal thick | pcs | 9,91 | Sealings | 184
109705 |  | HT-seal 50 BL581 | pcs | 1,06 | Sealings | 184
109710 |  | HT-seal 75 BL582 | pcs | 1,17 | Sealings | 184
109715 |  | HT-seal 110 BL583 | pcs | 1,31 | Sealings | 184
109745 | 2367507 | 75 HT oil-resistant seal | pcs | 1,99 | Sealings | 184 | 6430050412807
109750 | 2367511 | 110 HT oil-resistant seal | pcs | 3,06 | Sealings | 184 | 6430050412821
109910 | 2378307 | 75 75 HT control valve for aeration pipe | pcs | 5,34 | Air guide pipe accessories | 184 | 6415823783070
109915 | 2378311 | 110 75 HT control valve for aeration pipe | pcs | 7,34 | Air guide pipe accessories | 184 | 6415823783117
109920 | 2378946 | 110 75 HT control valve for aeration pipe | pcs | 7,34 | Air guide pipe accessories | 184 | 6415823789461
109895 | 2378121 | 70/75 (135) Air guide cap grey | pcs | 16,97 | Air guide pipe accessories | 184 | 6415823781212
109900 | 2378123 | 100/110 (123) Air guide cap grey | pcs | 17,14 | Air guide pipe accessories | 184 | 6415823781236
109835 | 2368011 | Odour stop 100x110 grey | pcs | 105,78 | Air guide pipe accessories | 184
110075 | 2470386 | Bottom angle PP 110 / 110x88.5 | pcs | 956,00 | Other Sewer Pipe Parts | 184 | 6414908413284
110210 | 2346110 | 110x110x88.5 HT corner branch | pcs | 136,65 | Other Sewer Pipe Parts | 184
110345 | 2408058 | Bottom angle casting support | pcs | 153,14 | Other Sewer Pipe Parts | 184 | 6414905236718
110340 | 2408057 | Bottom angle installation accessory package | pcs | 210,24 | Other Sewer Pipe Parts | 184 | 6414905236701
109420 | 2469951 | 32/32-45+ HT-branch Chrome | pcs | 25,06 | Chrome pipes and parts | 184 | 6415824699516
109425 | 2469961 | 32/32-88,5+ HT-branch Chrome | pcs | 25,56 | Chrome pipes and parts | 184 | 6415824699615
109400 | 2468431 | Falu-Vulk 32x32x45 Branch Chrome | pcs | 22,09 | Chrome pipes and parts | 87 | 7392791733254
109405 | 2468491 | Falu-Vulk 32x32x90 Branch Chrome | pcs | 22,27 | Chrome pipes and parts | 87 | 7392791733155
109410 | 2469851 | 32/32-45- HT-Branch Chrome | pcs | 25,56 | Chrome pipes and parts | 184 | 6415824698519
109415 | 2469861 | 32/32-88,5- HT-Branch Chrome | pcs | 25,56 | Chrome pipes and parts | 184 | 6415824698618
109225 | 2449901 | 32-15+ Pipe bend HT 32 Chrome | pcs | 21,38 | Chrome pipes and parts | 184 | 6415824499017
109230 | 2449911 | 32-30+ Pipe bend HT 32 Chrome | pcs | 21,38 | Chrome pipes and parts | 184
109235 | 2449921 | 32-45+ Pipe bend HT 32 Chrome | pcs | 20,99 | Chrome pipes and parts | 184
109240 | 2449941 | 32-88,5+ Pipe bend HT 32 Chrome | pcs | 21,42 | Chrome pipes and parts | 184
109195 | 2448321 | 32x45+ Pipe bend HT 32 Falu-Vulk Chrome | pcs | 17,39 | Chrome pipes and parts | 87
109200 | 2448341 | 32x90+ Pipe bend HT 32 Falu-Vulk Chrome | pcs | 15,96 | Chrome pipes and parts | 87
109205 | 2449801 | 32-15- HT-Bend chrome | pcs | 18,70 | Chrome pipes and parts | 184 | 6415824498010
109210 | 2449803 | 32-30- HT-Bend chrome | pcs | 18,70 | Chrome pipes and parts | 184
109215 | 2449821 | 32-45- HT-Bend chrome | pcs | 18,74 | Chrome pipes and parts | 184
109220 | 2449841 | 32-88,5- HT-Bend chrome | pcs | 18,77 | Chrome pipes and parts | 184
109185 | 2448021 | Falu-Vulk 32x45- Bend chrome | pcs | 16,58 | Chrome pipes and parts | 87
109190 | 2448041 | Falu-Vulk 32x90- Bend chrome | pcs | 15,29 | Chrome pipes and parts | 87
109435 | 2488151 | Falu-Vulk 32mm push fitting chrome | pcs | 12,69 | Chrome pipes and parts | 87
109430 | 2489501 | 32 HT-double socket chrome | pcs | 14,44 | Chrome pipes and parts | 184
109925 | 2428131 | Falu-Vulk 32x950mm plain pipe straight chrome | pcs | 34,42 | Chrome pipes and parts | 87
109865 | 2372580 | 32x1000 PP-drain pipe chrome | pcs | 41,62 | Chrome pipes and parts | 184
109860 | 2371162 | Connector for washing machine 32x21 chromed 1517 | pcs | 22,90 | Chrome pipes and parts | 184
110285 | 2448622 | 40-45+ Pipe bend 40 Falu-Vulk white | pcs | 5,20 | White pipes and parts | 87 | 7392791743109
110275 | 2448644 | 40-90+ Pipe bend 40 Falu-Vulk white | pcs | 4,87 | White pipes and parts | 87 | 7392791742508
110295 | 2448412 | Falu-Vulk 40-30- Bend white | pcs | 4,81 | White pipes and parts | 87 | 7392791742300
110290 | 2448422 | Falu-Vulk 40-45- Bend white | pcs | 4,81 | White pipes and parts | 87 | 7392791743208
110280 | 2448442 | Falu-Vulk 40-90- Bend white | pcs | 4,48 | White pipes and parts | 87 | 7392791742607
110310 | 2468535 | Falu-Vulk 40/40-45+ branch white | pcs | 6,18 | White pipes and parts | 87 | 7392791748609
110305 | 2468595 | Falu-Vulk 40/40-90+ branch white | pcs | 6,18 | White pipes and parts | 87 | 7392791748906
110325 | 2488774 | 40/32 Coupling fitting Falu-Vulk white | pcs | 4,81 | White pipes and parts | 87 | 7392791736408
110320 | 2488775 | 50/40 Coupling fitting Falu-Vulk white | pcs | 5,20 | White pipes and parts | 87 | 7392791736507
110300 | 2488172 | Falu-Vulk 40 push fitting white | pcs | 4,62 | White pipes and parts | 87 | 7392791746100
110330 | 2488754 | Falu-Vulk 40/32- reducing coupling (muhvi-pisto) v | pcs | 4,62 | White pipes and parts | 87 | 7392791736200
110335 | 2488232 | Falu-Vulk 40 plug, white | pcs | 2,90 | White pipes and parts | 87 | 7392791749507
110265 | 2428012 | 40x1000 Pipe without socket 40 Falu-Vulk valk. | pcs | 5,01 | White pipes and parts | 87 | 7392791724504
110270 | 2428022 | 40x2000 Pipe without socket 40 Falu-Vulk valk. | pcs | 9,36 | White pipes and parts | 87 | 7392791724405
110315 | 2373126 | Falu-Vulk 40 pipe holder, closable white | pcs | 1,83 | White pipes and parts | 87 | 7392791181901
433145 |  | 500x800 Grit trap Kurasyöppö | pcs | 554,35 | Mud and floor pools | 92
433140 |  | 600x400 Grit trap Kurasyöppö | pcs | 483,44 | Mud and floor pools | 92
433135 |  | 500x800 Grit trap Kuravex | pcs | 546,31 | Mud and floor pools | 92
433130 |  | 500x800 rst Grit trap Kuravex | pcs | 630,36 | Mud and floor pools | 92
433095 | 2078157 | Tulvari 150 protective cover | pcs | 128,00 | Tulvari | 157 | 6415820781574
433100 | 2078130 | Tulvari 200 protective cover | pcs | 168,00 | Tulvari | 157
433105 | 2078112 | Tulvari 250 protective cover | pcs | 156,78 | Tulvari | 157
433110 | 2078103 | Tulvari 350 protective cover | pcs | 150,78 | Tulvari | 157
433112 | 2078171 | Tulvari 595 protective cover | pcs | 205,00 | Tulvari | 157 | 6415820781710
433115 | 2078101 | Tulvari 600 protective cover | pcs | 231,69 | Tulvari | 157
433120 | 2078113 | Tulvari 650 protective cover | pcs | 248,00 | Tulvari | 157
433125 | 2078118 | Tulvari 1400 protective cover | pcs | 635,00 | Tulvari | 157
442490 | 2078131 | Tulvari AK-565 | pcs | 55,00 | Tulvari | 92 | 6415820781314
442485 | 2078134 | Tulvari AK-universal model | pcs | 68,00 | Tulvari | 92 | 6415820781345
442495 | 6581900 | Falu-Vulk 40 flange, white | pcs | 22,00 | Tulvari | 92 | 6415865819003
441640 | 3315958 | 50/150 52612 Horizontal well Vieser One 3x32/40 SL | pcs | 45,99 | Plastic floordrains | 91 | 6418685526120
441650 | 3315957 | 75/150 52611 Horizontal well Vieser One 3x32/40 SL | pcs | 37,19 | Plastic floordrains | 91 | 6418685526113
441625 | 3315930 | DN50 3x32/40 Horizontal floor drain 3x32/40 Vieser | pcs | 53,43 | Plastic floordrains | 91 | 6418685526007
441630 | 3315931 | DN75 3x32/40 Horizontal floor drain 3x32/40 Vieser | pcs | 53,43 | Plastic floordrains | 91 | 6418685526014
441635 | 3315971 | 50/150 low Vieser 52614 Horizontal well Vieser low | pcs | 21,81 | Plastic floordrains | 91 | 6418685526144
441647 | 3315972 | 75/150 low Vieser 52615 Horizontal well Vieser low | pcs | 21,17 | Plastic floordrains | 91 | 6418685526151
441623 | 3317307 | Horizontal well extra low DN50 1x32 Vieser 6004512 | pcs | 47,91 | Plastic floordrains | 91 | 6430066742325
441624 | 3317308 | Horizontal well extra low DN50 1x32 Vieser 6004513 | pcs | 57,53 | Plastic floordrains | 91 | 6430066742332
441600 | 3315936 | Dry drain DN32/DN40 Vieser One 52640 | pcs | 43,29 | Plastic floordrains | 91 | 6418685526403
441605 | 3315942 | Dry drain DN32/DN40 Vieser One 52641 | pcs | 32,33 | Plastic floordrains | 91 | 6418685526410
441615 | 3312350 | Vertical floor drain 50 Vieser 51125 | pcs | 22,81 | Plastic floordrains | 91 | 6418685511256
441620 | 3315935 | Vertical floor drain DN75 3x32/40 Vieser One | pcs | 45,99 | Plastic floordrains | 91 | 6418685526304
441695 | 3318951 | 12mm 51180 Raise ring low Vieser | pcs | 52,47 | Plastic floordrains | 91 | 6418685511805
441697 | 3318952 | 18mm 51183 Raise ring low Vieser | pcs | 52,47 | Plastic floordrains | 91 | 6418685511836
441700 | 3318415 | Raise ring 150x100 Vieser 51205 | pcs | 14,55 | Plastic floordrains | 91 | 6418685512055
441705 | 3318452 | Raise ring SL 3x32 Vieser 51208 | pcs | 18,24 | Plastic floordrains | 91 | 6418685512086
441710 | 3318314 | Spacer Vieser 51206 | pcs | 8,36 | Plastic floordrains | 91 | 6418685512062
441720 | 3319314 | Wedge ring and seal for floor drain Vieser 51901 | pcs | 5,67 | Plastic floordrains | 91 | 6418685519016
441725 | 3304919 | Water lock for floor drain Vieser 51923 | pcs | 64,93 | Plastic floordrains | 91 | 6418685519238
441730 | 3315949 | Water lock for floor drain Vieser One 52700 | pcs | 74,42 | Plastic floordrains | 91 | 6418685527004
441735 | 3319661 | Water insulation flange Vieser 51190 | pcs | 18,24 | Plastic floordrains | 91 | 6418685511904
441850 | 3315948 | Casting support pack Vieser One 52716 | pkg | 35,11 | Plastic floordrains | 91 | 6418685527165
441855 | 3315944 | Casting protection assembly Vieser One 52703 | pcs | 12,79 | Plastic floordrains | 91 | 6418685527035
441655 | 3315902 | Cover for floor drain 150 Vieser 51273 stainless s | pcs | 55,35 | Plastic floordrains | 91 | 6418685512734
441660 | 3315922 | Cover for floor drain 150x32 Vieser 51275 stainles | pcs | 64,32 | Plastic floordrains | 91 | 6418685512758
441665 | 3316324 | Cover for floor drain 150 Vieser 51906 white | pcs | 15,06 | Plastic floordrains | 91 | 6418685519061
441670 | 3316255 | RST-square cover 160x160 Vieser 51254 | pcs | 65,98 | Plastic floordrains | 91 | 6418685512543
441675 | 3316153 | RST-square cover 160x160 Vieser 51256 with 32mm ho | pcs | 72,64 | Plastic floordrains | 91 | 6418685512567
441680 | 3316333 | RST-square cover 200x200 Vieser 51224 | pcs | 72,79 | Plastic floordrains | 91 | 6418685512246
441682 | 3315955 | RST-square cover 197x197 Vieser Classic 51292 | pcs | 100,68 | Plastic floordrains | 91 | 6418685512925
441683 | 3315978 | RST-square cover 197x197, 32 Vieser Classic 51294 | pcs | 108,57 | Plastic floordrains | 91 | 6430066741328
441690 | 3316193 | RST-square cover 200x200 Vieser 51229 with 32mm ho | pcs | 79,32 | Plastic floordrains | 91 | 6418685512291
441715 | 3316229 | Adjustable frame 197x197 RST for floor drain Vie | pcs | 55,14 | Plastic floordrains | 91 | 6418685512802
441860 | 3315954 | SQUARE GRID VIESER 197x197 MODERN WITH FRAME SS | pcs | 110,00 | Plastic floordrains | 91 | 6418685512918
441900 | 3317316 | SQUARE GRID VIESER 197x197 LINK STEEL FRAME | pcs | 100,00 | Plastic floordrains | 91 | 6430066742943
441905 | 3317317 | SQUARE GRID VIESER 197x197 GRID STEEL FRAME | pcs | 100,00 | Plastic floordrains | 91 | 6430066742974
442020 | 3317356 | SQUARE GRID VIESER 197x197 BLACK STEEL FRAME | pcs | 105,00 | Plastic floordrains | 91 | 6430066744275
441865 | 3315981 | SHOWER CHANNEL VIESER DOT 600mm | pcs | 1050,00 | Plastic floordrains | 91 | 6430066741540
441870 | 3315982 | SHOWER CHANNEL VIESER SQUARE 600mm | pcs | 1050,00 | Plastic floordrains | 91 | 6430066741557
441890 | 3317300 | CHANNEL COVER VIESER DOT 600mm TILE GRATING | pcs | 730,00 | Plastic floordrains | 91 | 6430066742035
441895 | 3317301 | CHANNEL COVER VIESER SQUARE 600mm TILE GRATING | pcs | 730,00 | Plastic floordrains | 91 | 6430066742042
441875 | 3315993 | CHANNEL COVER VIESER DOT KEBONY 600mm | pcs | 1375,00 | Plastic floordrains | 91 | 6430066741625
441880 | 3315994 | CHANNEL COVER VIESER SQUARE KEBONY 600mm | pcs | 1375,00 | Plastic floordrains | 91 | 6430066741632
441885 | 3315999 | CHANNEL COVER VIESER SQUARE KEBONY BALI ED. 600mm | pcs | 1375,00 | Plastic floordrains | 91 | 6430066741687
441910 | 3317318 | 700mm SHOWER CHANNEL VIESER LINE | pcs | 620,00 | Plastic floordrains | 91 | 6430066743001
441915 | 3317319 | 800mm SHOWER CHANNEL VIESER LINE | pcs | 620,00 | Plastic floordrains | 91 | 6430066743018
441920 | 3317320 | 900mm SHOWER CHANNEL VIESER LINE | pcs | 655,00 | Plastic floordrains | 91 | 6430066743025
441925 | 3317321 | 1000mm SHOWER CHANNEL VIESER LINE | pcs | 655,00 | Plastic floordrains | 91 | 6430066743032
442010 | 3317348 | 700mm SHOWER CHANNEL VIESER LINE BLACK | pcs | 645,00 | Plastic floordrains | 91 | 6430066743711
441930 | 3317322 | 800mm SHOWER CHANNEL VIESER LINE BLACK | pcs | 645,00 | Plastic floordrains | 91 | 6430066743049
441935 | 3317323 | 900mm SHOWER CHANNEL VIESER LINE BLACK | pcs | 675,00 | Plastic floordrains | 91 | 6430066743056
442015 | 3317349 | 1000mm SHOWER CHANNEL VIESER LINE BLACK | pcs | 725,00 | Plastic floordrains | 91 | 6430066743728
441940 | 3317324 | 700mm SHOWER CHANNEL VIESER LINE ECCENTRIC | pcs | 620,00 | Plastic floordrains | 91 | 6430066743063
441945 | 3317325 | 800mm SHOWER CHANNEL VIESER LINE ECCENTRIC | pcs | 620,00 | Plastic floordrains | 91 | 6430066743070
441950 | 3317326 | 900mm SHOWER CHANNEL VIESER LINE ECCENTRIC | pcs | 655,00 | Plastic floordrains | 91 | 6430066743087
441955 | 3317327 | 1000mm SHOWER CHANNEL VIESER LINE ECCENTRIC | pcs | 655,00 | Plastic floordrains | 91 | 6430066743094
441960 | 3317328 | 700mm CHANNEL COVER VIESER LINE TILE GRATING | pcs | 530,00 | Plastic floordrains | 91 | 6430066743100
441965 | 3317329 | 800mm CHANNEL COVER VIESER LINE TILE GRATING | pcs | 530,00 | Plastic floordrains | 91 | 6430066743117
441970 | 3317330 | 900mm CHANNEL COVER VIESER LINE TILE GRATING | pcs | 575,00 | Plastic floordrains | 91 | 6430066743124
441975 | 3317331 | 1000mm CHANNEL COVER VIESER LINE TILE GRATING | pcs | 575,00 | Plastic floordrains | 91 | 6430066743131
441980 | 3317338 | 800mm CHANNEL COVER VIESER LINE CORE | pcs | 442,00 | Plastic floordrains | 91 | 6430066743209
441985 | 3317339 | 900mm CHANNEL COVER VIESER LINE CORE | pcs | 480,00 | Plastic floordrains | 91 | 6430066743216
442000 | 3317346 | 700mm CHANNEL COVER VIESER LINE CORE, BLACK | pcs | 520,00 | Plastic floordrains | 91 | 6430066743698
441990 | 3317344 | 800mm CHANNEL COVER VIESER LINE CORE, BLACK | pcs | 485,00 | Plastic floordrains | 91 | 6430066743674
441995 | 3317345 | 900mm CHANNEL COVER VIESER LINE CORE, BLACK | pcs | 520,00 | Plastic floordrains | 91 | 6430066743681
442005 | 3317347 | 1000mm CHANNEL COVER VIESER LINE CORE, BLACK | pcs | 565,00 | Plastic floordrains | 91 | 6430066743704
109953 | 3311416 | Horizontal well 150x75/32 Merika 198, high | pcs | 33,53 | Plastic floordrains | 210 | 6415833114161
109955 | 3311443 | Floor drain 150x75/32 horizontal HT | pcs | 32,00 | Plastic floordrains | 210 | 6415833114437
109930 | 3310431 | 32 HT-dry drain | pcs | 15,64 | Plastic floordrains | 210 | 6415833104315
109960 | 3312413 | Floor drain 150x75/32 HT vertical | pcs | 33,38 | Plastic floordrains | 210 | 6415833124139
109965 | 3315711 | Cover for floor drain 150 plastic, low Merika 431 | pcs | 7,14 | Plastic floordrains | 210 | 6415833157113
109990 | 3316896 | 914M matt Square cover 197x197 RST Merika | pcs | 33,08 | Plastic floordrains | 210
109995 | 3316897 | 914 shiny Square cover 197x197 RST Merika | pcs | 33,08 | Plastic floordrains | 210 | 6430010810100
110000 | 3316898 | Square cover 197x197 with RST 32 hole Merika 913 | pcs | 34,30 | Plastic floordrains | 210
110005 | 3318111 | 150x65 HT-raise ring Merika 413 | pcs | 10,20 | Plastic floordrains | 210
110020 | 3318155 | 150x100 HT-raise ring Merika 414 | pcs | 13,70 | Plastic floordrains | 210 | 6415833181552
110030 | 3318175 | Casting raise ring 148x48 Merika 415 | pcs | 5,83 | Plastic floordrains | 210
110065 | 3638095 | 250x197 Extension ring Merika PHVS 250x197 | pcs | 66,52 | Plastic floordrains | 210 | 6415836380952
110070 | 3638096 | 250x197, 50 mm 336 Extension ring Merika PHVS 250x | pcs | 106,75 | Plastic floordrains | 210
110035 | 3319215 | Fastening ring Merika 441 | pcs | 2,96 | Plastic floordrains | 210
110041 | 3319673 | Waterproofing flange for gully Merika 458 | pcs | 30,65 | Plastic floordrains | 210 | 6415833196730
109940 | 3311414 | Foot for floor drain - includes screws Merika 195 | pcs | 21,42 | Plastic floordrains | 210 | 6415833114147
109942 | 3311422 | Gully trap backflow valve Merika 196 | pcs | 37,08 | Plastic floordrains | 210 | 6415833114222
109980 | 3316081 | RST shiny Square cover stainless steel 200x200 | pcs | 28,86 | Plastic floordrains | 210 | 6415830000000
109985 | 3316082 | RST matt Square cover stainless steel 200x200 | pcs | 28,86 | Plastic floordrains | 210 | 6415833160823
109970 | 3316083 | glossy RST-square cover 197x197 | pcs | 35,57 | Plastic floordrains | 210 | 6415833160830
109975 | 3316072 | mat RST-square cover 197x197 | pcs | 29,15 | Plastic floordrains | 210 | 6415833160724
110045 |  | 25,5 mm Cleaning plug for floor drain | pcs | 3,91 | Plastic floordrains | 210
110050 | 3319722 | 31,0 mm Cleaning plug for floor drain | pcs | 5,59 | Plastic floordrains | 210
441590 | 3311618 | Floor drain horizontal Purus Oden 75 PP | pcs | 24,00 | Plastic floordrains | 91 | 7394000200007
441681 | 3317358 | Floor drain square Vieser Classic+ 6006954 / 20pcs | pcs | 707,00 | Plastic floordrains | 91 | 6430066743865
441716 | 3317360 | Floor drain frame Vieser 6006959 / 197x197 20pcs | pcs | 295,00 | Plastic floordrains | 91 | 6430066743872
441684 | 3317359 | Floor drain square Vieser Classic+6006967(32mm)20p | pcs | 389,00 | Plastic floordrains | 91 | 6430066743889
441815 | 3317309 | Square grid Vieser Flip 6004547 / 146x146 | pcs | 75,74 | Plastic floordrains | 91 | 6430066742424
442475 | 3303204 | Stainless steel pit well horizontal 110 | pcs | 282,84 | Bowl wells, HSTand RST | 92
442440 | 3309101 | Vertical well VLR DN70 (7102172) | pcs | 120,00 | Floor drains, Cast iron, HST and RST | 92
442445 | 3302576 | Vertical well VLR DN70 with side connection (71021 | pcs | 120,82 | Floor drains, Cast iron, HST and RST | 92
442455 | 3309107 | Horizontal well VLR DN70 (7102651) | pcs | 63,76 | Floor drains, Cast iron, HST and RST | 92
442465 | 3309110 | Horizontal well VLR Bigg DN100 (7102819) | pcs | 148,78 | Floor drains, Cast iron, HST and RST | 92
124840 | 3372601 | Civil protection well VSVK 70 | pcs | 1204,75 | Floor drains, Cast iron, HST and RST | 208 | 6430050419301
124845 | 2606679 | Civil protection well VSVK 100 (for WC water) | pcs | 1376,85 | Floor drains, Cast iron, HST and RST | 208 | 6430050419318
124850 | 3372602 | Civil protection well VSVK 100, for WC water | pcs | 1338,57 | Floor drains, Cast iron, HST and RST | 208 | 6430050419325
126725 | 3638081 | Dry well 75mm Merika 375 | pcs | 139,64 | Floor drains, Cast iron, HST and RST | 210
126730 | 3638083 | Dry well 110mm Merika 376 | pcs | 143,82 | Floor drains, Cast iron, HST and RST | 210 | 6415836380839
442340 | 3309367 | SS Vertical floor drain Purus Balder 75 R Nood | pcs | 341,70 | Floor drains, Cast iron, HST and RST | 92 | 7394000302817
442355 | 3309148 | SS Horizontal floor drain Purus Sigyn 50 R | pcs | 282,50 | Floor drains, Cast iron, HST and RST | 92 | 7394000303807
442390 | 3309140 | SS Vertical floor drain Purus Baldex 75 R 3x40 | pcs | 455,90 | Floor drains, Cast iron, HST and RST | 92 | 7394000308406
442335 | 3309106 | SS Vertical floor drain Purus Balder 75 R | pcs | 242,80 | Floor drains, Cast iron, HST and RST | 92 | 7394000302602
442360 | 3309139 | SS Horizontal floor drain Purus Bigg 75 R | pcs | 540,60 | Floor drains, Cast iron, HST and RST | 92 | 7394000300608
442365 | 3309128 | SS Horizontal floor drain Purus Bigg 110 R | pcs | 578,30 | Floor drains, Cast iron, HST and RST | 92 | 7394000300202
442370 | 3309134 | SS Vertical floor drain Purus Heavy 75 R | pcs | 513,10 | Floor drains, Cast iron, HST and RST | 92 | 7394000301407
442395 | 3309142 | SS Horizontal floor drain Purus Sigex 75 R 2x40+32 | pcs | 501,80 | Floor drains, Cast iron, HST and RST | 92 | 7394000305405
442375 | 3309120 | SS Vertical floor drain Purus Heavy 110 R | pcs | 518,20 | Floor drains, Cast iron, HST and RST | 92 | 7394000301001
442380 | 3309129 | SS Vertical floor drain Purus Rens 110 R | pcs | 218,30 | Floor drains, Cast iron, HST and RST | 92 | 7394000303203
442385 | 3309123 | SS Vertical floor drain Purus Rens 160 R | pcs | 317,20 | Floor drains, Cast iron, HST and RST | 92 | 7394000303401
442345 | 3309108 | SS Horizontal floor drain Purus Sigyn 75 R | pcs | 273,40 | Floor drains, Cast iron, HST and RST | 92 | 7394000301803
442350 | 3309370 | SS Horizontal floor drain Purus Sigyn 75 R Nood | pcs | 372,30 | Floor drains, Cast iron, HST and RST | 92 | 7394000308291
418600 | 1581158 | 10x8,4 Copper pipe annealed 25m | m | 12,45 | Copper pipes | 77
418605 | 1581161 | 12x10 Copper pipe annealed 25m | m | 14,15 | Copper pipes | 77
418610 | 1581164 | 15x13 Copper pipe annealed 25m | m | 16,90 | Copper pipes | 77
424315 | 1581417 | 10x2000 Copper pipe semi hard 2m chrome | pcs | 28,10 | Copper pipes | 78
424325 | 1581427 | 12x2000 Copper pipe semi hard 2m chrome | pcs | 33,45 | Copper pipes | 78
424335 | 1581437 | 15x2000 Copper pipe semi hard 2m chrome | pcs | 47,00 | Copper pipes | 78
425000 | 1581011 | 12x10 L=3M R290 Copper tube, hard | m | 11,80 | Copper pipes | 79
425005 | 1581014 | 15x13 L=3M R290 Copper tube, hard | m | 13,98 | Copper pipes | 79
425010 | 1581017 | 18x16 L=3M R290 Copper tube, hard | m | 16,96 | Copper pipes | 79
425015 | 1581020 | 22x20 L=3M R290 Copper tube, hard | m | 23,26 | Copper pipes | 79
425016 | 1581023 | 28x25,6 L=3M R290 Copper tube, hard | m | 35,80 | Copper pipes | 79
425017 | 1581026 | 35x32 L=3M R290 Copper tube, hard | m | 56,90 | Copper pipes | 79
418620 | 1581242 | 12x10 Copper pipe annealed 25m plasticized | m | 15,80 | Copper pipes | 77
418625 | 1581244 | 15x13 Copper pipe annealed 25m plasticized | m | 19,40 | Copper pipes | 77
418630 | 1581247 | 18x16 Copper pipe annealed 25m plasticized | m | 23,80 | Copper pipes | 77
418635 | 1581250 | 22x20 Copper pipe annealed 25m plasticized | m | 29,00 | Copper pipes | 77
424300 | 1581317 | 10x2000 Copper pipe annealed 2m chrome | pcs | 28,10 | Copper pipes | 78
424305 | 1581327 | 12x2000 Copper pipe annealed 2m chrome | pcs | 33,45 | Copper pipes | 78
424310 | 1581337 | 15x2000 Copper pipe annealed 2m chrome | pcs | 47,00 | Copper pipes | 78
424320 | 1581418 | 10x2750 Copper pipe semi hard 2,75m chrome | pcs | 33,05 | Copper pipes | 78
424330 | 1581428 | 12x2750 Copper pipe semi hard 2,75m chrome | pcs | 47,20 | Copper pipes | 78
424340 | 1581438 | 15x2750 Copper pipe semi hard 2,75m chrome | pcs | 62,30 | Copper pipes | 78
424345 | 1581448 | 18x2750 Copper pipe semi hard 2,75m chrome | pcs | 72,00 | Copper pipes | 78
425025 | 1582111 | 12x10 L=5M R290 Copper tube, hard | m | 12,02 | Copper pipes | 79
425030 | 1582114 | 15x13 L=5M R290 Copper tube, hard | m | 14,41 | Copper pipes | 79
425035 | 1582117 | 18x16 L=5M R290 Copper tube, hard | m | 18,28 | Copper pipes | 79
425040 | 1582120 | 22x20 L=5M R290 Copper tube, hard | m | 19,32 | Copper pipes | 79
425045 | 1582123 | 28x25,6 L=5M R290 Copper tube, hard | m | 33,42 | Copper pipes | 79
425050 | 1582126 | 35x32 L=5M R290 Copper tube, hard | m | 55,53 | Copper pipes | 79
425055 | 1582129 | 42x39 L=5M R290 Copper tube, hard | m | 62,70 | Copper pipes | 79
425060 | 1582132 | 54x51 L=5M R290 Copper tube, hard | m | 81,30 | Copper pipes | 79
425065 | 1582137 | 64x60 L=5M R290 Copper tube, hard | m | 132,00 | Copper pipes | 79
425075 | 1582141 | 88,9x84,9 Copper pipe 5m, Hard | pcs | 131,99 | Copper pipes | 79
429897 | 1745123 | ROTH Alu-LaserPlus® pipe 16x2,0mm, 3,2m | m | 4,25 | Composite pipes | 294 | 5702000102481
429900 | 1745124 | ROTH Alu-LaserPlus® pipe 20x2,0mm, 3,2m | m | 5,35 | Composite pipes | 294 | 4044599031270
429903 | 1745125 | ROTH ALU-LaserPlus® pipe 26x3,0mm, 3,2m | m | 7,50 | Composite pipes | 294 | 4044599031225
429906 | 1745126 | ROTH Alu-LaserPlus® pipe 32x3,0mm, 3,2m | m | 10,20 | Composite pipes | 294 | 4044599031232
431738 | 1745127 | Roth Alu-LaserPlus® pipe 40x3,5mm, 3,2m | m | 24,95 | Composite pipes | 294 | 4044599031249
431740 | 1745128 | Roth Alu-LaserPlus® pipe 50x4,0mm, 3,2m | m | 34,30 | Composite pipes | 294 | 4044599031256
431742 | 1745129 | Roth Alu-LaserPlus® pipe 63x4,5mm, 3,2m | m | 51,65 | Composite pipes | 294 | 4044599031263
431744 | 1745133 | Roth Alu-LaserPlus® pipe 16x2,0mm, 5,0m | m | 3,60 | Composite pipes | 294 | 5702000093703
431746 | 1745134 | Roth Alu-LaserPlus® pipe 20x2,0mm, 5,0m | m | 4,55 | Composite pipes | 294 | 5702000093727
431748 | 1745135 | ROTH Alu-LaserPlus® pipe 26x3,0mm, 5,0m | m | 7,50 | Composite pipes | 294 | 5702000093734
431750 | 1745136 | ROTH Alu-LaserPlus® pipe 32x3,0mm, 5,0m | m | 10,20 | Composite pipes | 294 | 5702000100319
431752 | 1745137 | ROTH Alu-LaserPlus® pipe 40x3,5mm, 5,0m | m | 24,95 | Composite pipes | 294 | 5702000100333
431754 | 1745138 | Roth Alu-LaserPlus® pipe 50x4,0mm, 5,0m | m | 34,10 | Composite pipes | 294 | 5702000100340
431756 | 1745139 | Roth Alu-LaserPlus® pipe 63x4,5mm, 5,0m | m | 51,65 | Composite pipes | 294 | 5702000100357
431758 | 1745130 | Roth Alu-LaserPlus® 16x2,0, 3,2m silver | m | 5,25 | Composite pipes | 294 | 4044599031546
424860 | 1750500 | 16x2 straight Composite pipe Alpex-Duo® XS 3m | m | 3,90 | Composite pipes | 80 | 6430010817451
424862 | 1750501 | 20x2 straight Composite pipe Alpex-Duo® XS 3m | m | 5,03 | Composite pipes | 80 | 6415817505015
424864 | 1750502 | 26x3 straight Composite pipe Alpex-Duo® XS 3m | m | 8,76 | Composite pipes | 80 | 6415817505022
424800 | 1736103 | 16x2 straight Composite pipe Alpex-Duo® XS 5m | m | 3,86 | Composite pipes | 80
424805 | 1736104 | 20x2 straight Composite pipe Alpex-Duo® XS 5m | m | 4,53 | Composite pipes | 80
424810 | 1736105 | 26x3 straight Composite pipe Alpex-Duo® XS 5m | m | 8,09 | Composite pipes | 80
424815 | 1736106 | 32x3 straight Composite pipe Alpex-Duo® XS 5m | m | 11,25 | Composite pipes | 80
424820 | 1736107 | 40x3,5 straight Composite pipe Alpex® L 5m | m | 18,58 | Composite pipes | 80
424825 | 1736108 | 50x4 straight Composite pipe Alpex® L 5m | m | 27,13 | Composite pipes | 80
424830 | 1736109 | 63x4,5 straight Composite pipe Alpex® L 5m | m | 36,00 | Composite pipes | 80
424835 | 1736215 | 16x2 Composite pipe Alpex-Duo® XS coil | m | 2,30 | Composite pipes | 80
424840 | 1736217 | 16x2 Composite pipe Alpex-Duo® XS coil | m | 2,30 | Composite pipes | 80
424845 | 1736235 | 20x2 Composite pipe Alpex-Duo® XS coil | m | 3,17 | Composite pipes | 80
424850 | 1736244 | 26x3 Composite pipe Alpex-Duo® XS coil | m | 6,04 | Composite pipes | 80
424855 | 1736254 | 32x3 Composite pipe Alpex-Duo® XS coil | m | 8,01 | Composite pipes | 80
424843 | 1750503 | 16x2 gr. Alpex Composite pipe, isolated 13mm L=50 | m | 7,31 | Composite pipes | 80 | 6430050412500
424848 | 1750504 | 20x2 Alpex Composite pipe, isolated 13mm L=50m | m | 7,31 | Composite pipes | 80 | 6430010811916
429370 |  | Sanipex 40 | m | 22,55 | PEX- pipes | 198
429375 |  | Sanipex 50 | m | 30,54 | PEX- pipes | 198
429380 |  | Sanipex 63 | m | 34,17 | PEX- pipes | 198
429351 |  | Universal PEX-c 22 x 3,0 meter | m | 4,92 | PEX- pipes | 198
429361 |  | 28 x 4,0 meter Sanipex PEX-b | m | 7,48 | PEX- pipes | 198
429365 |  | Sanipex 32 | m | 10,34 | PEX- pipes | 198
429520 |  | Radipex 75x6,8 PN 6 | m | 38,25 | PEX- pipes | 198
429525 |  | Radipex 90x8,2 PN 6 | m | 50,95 | PEX- pipes | 198
429530 |  | Radipex 110x10,0 PN 6 | m | 83,83 | PEX- pipes | 198
429500 | 2012479 | Radipex 32 | m | 9,82 | PEX- pipes | 198
429505 | 2012482 | Radipex 40 | m | 11,10 | PEX- pipes | 198
429510 |  | Radipex 50 | m | 16,79 | PEX- pipes | 198
429515 |  | Radipex 63 | m | 26,31 | PEX- pipes | 198
429386 | 2012457 | PEX-c 15 x 2,5, 50m Service water-/heating water p | rl | 145,12 | PEX- pipes | 198 | 6430050415921
429391 | 2012458 | PEX-c, 50m Service water-/heating water pipe Sujus | rl | 145,12 | PEX- pipes | 198 | 6430050415914
429396 | 2012461 | PEX-c, 50m Service water-/heating water pipe Sujus | rl | 220,28 | PEX- pipes | 198 | 6430050415945
429401 | 2012462 | PEX-c, 50m Service water-/heating water pipe Sujus | rl | 220,28 | PEX- pipes | 198 | 6430050415938
429406 | 2031121 | PEX-c 22/34mm with black conduit pipe x 50m | rl | 315,74 | PEX- pipes | 198 | 6430050415952
429301 | 2012451 | 12 x 2,0 100m/rll Universal PEX-c | rl | 208,79 | PEX- pipes | 198 | 6430050416188
429306 |  | 12 x 2,0 meter Universal PEX-c | m | 2,09 | PEX- pipes | 198
429311 |  | 15 x 2,5 50m/rll Universal PEX-c | rl | 106,24 | PEX- pipes | 198 | 6430050415877
429316 | 2012453 | 15 x 2,5 100m/rll Universal PEX-c | rl | 212,56 | PEX- pipes | 198 | 6430050415884
429321 |  | 15 x 2,5 500m/rll Universal PEX-c | rl | 1118,59 | PEX- pipes | 198 | 6430050415891
429326 |  | 15 x 2,5 meter Universal PEX-c | m | 2,17 | PEX- pipes | 198
429331 |  | 18 x 2,5 50m/rll Universal PEX-c | rl | 134,78 | PEX- pipes | 198 | 5711269025332
429332 | 2012454 | 18 x 2,5 100m/rll Universal PEX-c | rl | 275,00 | PEX- pipes | 198 | 6430050415907
429336 |  | 18 x 2,5 500m/rll Universal PEX-c | rl | 1279,82 | PEX- pipes | 198
429341 |  | 18 x 2,5 meter Universal PEX-c | m | 2,81 | PEX- pipes | 198
429346 |  | 22 x 3,0 50m/rll Universal PEX-c | rl | 245,06 | PEX- pipes | 198 | 6430050416195
429435 |  | Radipex 17 x 2,0 120m/rll | rl | 307,12 | PEX- pipes | 198 | 6430010814801
429440 |  | 17 x 2,0 240m/rll Heating water pipe Radipex | rl | 675,60 | PEX- pipes | 198
429445 |  | 17 x 2,0 500m/rll Heating water pipe Radipex | rl | 1407,38 | PEX- pipes | 198
429475 |  | 20 x 2,0 240m/rll Heating water pipe Radipex | rl | 892,38 | PEX- pipes | 198
429480 |  | 20 x 2,0 500m/rll Heating water pipe Radipex | rl | 1859,08 | PEX- pipes | 198 | 6430010818120
429410 |  | Plug for conduit pipe 15 mm | pcs | 0,76 | PEX- pipes | 198
427900 | 2075500 | Conduit pipe 28/23 mm x 50m , blue | rl | 83,63 | PEX- pipes | 159 | 6430010814634
427905 | 2075501 | Conduit pipe 28/23 mm x 50m , red | rl | 83,63 | PEX- pipes | 159 | 6430010814627
427910 | 2075502 | Conduit pipe 28/23 mm x 50m , black | rl | 83,63 | PEX- pipes | 159 | 6430010814665
428600 | 2075504 | Conduit pipe 50/44 x 50m | rl | 119,08 | PEX- pipes | 161 | 6430010814696
428610 | 2075505 | Conduit pipe 65/57 mm x 6m | pcs | 18,54 | PEX- pipes | 161 | 6430050414245
428605 | 2075506 | Conduit pipe 65/57 mm x 50m | rl | 124,28 | PEX- pipes | 161 | 6430010814702
427915 | 2075503 | Conduit pipe 34/29 mm x 50m, black | rl | 138,73 | PEX- pipes | 159 | 6430010814689
428615 | 2075507 | Conduit pipe 80/71 mm x 50m | rl | 176,28 | PEX- pipes | 161 | 6430010814719
428620 | 2075508 | Conduit pipe 125/112 mm x 50m | rl | 411,52 | PEX- pipes | 161 | 6430010810728
428625 | 2075509 | Conduit pipe 160/144 mm x 50m | rl | 569,40 | PEX- pipes | 161 | 6430010810742
406300 | 1130066 | 54 steel pipe welded EN 1.4404 L=6m HST/INOX pipe | m | 58,06 | Steel pipes, welded | 288 | 8711985162004
406305 | 1130068 | 76 steel pipe welded EN 1.4404 L=6m HST/INOX pipe | m | 132,47 | Steel pipes, welded | 288 | 8711985128758
406545 | 0478583 | SANHA-Therm pipe, 3 m rod 12x1,2 | m | 6,34 | Steel pipes, welded | 63 | 4021343409233
406550 | 0478518 | SANHA-Therm pipe, 3 m rod 15x1,2 | m | 6,70 | Steel pipes, welded | 63 | 4021343402494
406555 | 0478519 | SANHA-Therm pipe, 3 m rod 18x1,2 | m | 8,84 | Steel pipes, welded | 63 | 4021343402500
406560 | 0478563 | SANHA-Therm pipe, 3 m rod 22x1,5 | m | 10,63 | Steel pipes, welded | 63 | 4021343402517
406565 | 0478564 | SANHA-Therm pipe, 3 m rod 28x1,5 | m | 14,82 | Steel pipes, welded | 63 | 4021343402524
406570 | 0478565 | SANHA-Therm pipe, 3 m rod 35x1,5 | m | 17,93 | Steel pipes, welded | 63 | 4021343406102
406575 | 0478566 | SANHA-Therm pipe, 3 m rod 42x1,5 | m | 23,15 | Steel pipes, welded | 63 | 4021343409127
406580 | 0478567 | SANHA-Therm pipe, 3 m rod 54x1,5 | m | 30,05 | Steel pipes, welded | 63 | 4021343409134
406100 | 0478499 | 12mm Steel pipe Sanha® Therm galvanized | m | 4,99 | Steel pipes, welded | 63
406105 | 0478500 | 15mm Steel pipe Sanha® Therm galvanized | m | 5,44 | Steel pipes, welded | 63
406110 | 0478501 | 18mm Steel pipe Sanha® Therm galvanized | m | 6,47 | Steel pipes, welded | 63
406115 | 0478502 | 22mm Steel pipe Sanha® Therm galvanized | m | 8,64 | Steel pipes, welded | 63
406120 | 0478503 | 28mm Steel pipe Sanha® Therm galvanized | m | 11,24 | Steel pipes, welded | 63
406125 | 0478504 | 35mm Steel pipe Sanha® Therm galvanized | m | 16,08 | Steel pipes, welded | 63
406130 | 0478505 | 42mm Steel pipe Sanha® Therm galvanized | m | 20,52 | Steel pipes, welded | 63
406135 | 0478506 | 54mm Steel pipe Sanha® Therm galvanized | m | 21,36 | Steel pipes, welded | 63
406140 | 0478507 | 76,1mm Steel pipe Sanha® Therm galvanized | m | 58,56 | Steel pipes, welded | 63
406145 | 0478508 | 88,9mm Steel pipe Sanha® Therm galvanized | m | 69,60 | Steel pipes, welded | 63
406150 | 0478509 | 108mm Steel pipe Sanha® Therm galvanized | m | 82,80 | Steel pipes, welded | 63
404700 | 0404136 | 33,7x2,6 Welded steel pipe EN10217-1 | m | 18,00 | Steel pipes, welded | 62
404705 | 0404169 | 42,4x2,6 Welded steel pipe EN10217-1 | m | 23,40 | Steel pipes, welded | 62
404710 | 0404203 | 48,3x2,6 Welded steel pipe EN10217-1 | m | 28,75 | Steel pipes, welded | 62
404715 | 0404274 | 60,3x2,9 Welded steel pipe EN10217-1 | m | 37,75 | Steel pipes, welded | 62
404720 | 0404342 | 76,1x2,9 Welded steel pipe EN10217-1 | m | 51,40 | Steel pipes, welded | 62
404725 | 0404376 | 88,9x3,2 Welded steel pipe EN10217-1 | m | 65,85 | Steel pipes, welded | 62
404730 | 0404424 | 114,3x3,6 Welded steel pipe EN10217-1 | m | 87,80 | Steel pipes, welded | 62
404735 | 0404473 | 139,7x4,0 Welded steel pipe EN10217-1 | m | 111,80 | Steel pipes, welded | 62
404740 | 0404489 | 168,3x4,5 Welded steel pipe EN10217-1 | m | 152,60 | Steel pipes, welded | 62
404000 | 0401060 | """15/21,3x2,65 Threaded pipe hitsattu EN10255-M g | m | 10,40 | Steel pipes, welded | 61
404005 | 0401095 | """20/26,9x2,65 Threaded pipe hitsattu EN10255-M g | m | 12,70 | Steel pipes, welded | 61
404010 | 0401138 | """25/33,7x3,25 Threaded pipe hitsattu EN10255-M g | m | 18,80 | Steel pipes, welded | 61
404015 | 0401171 | """32/42,4x3,25 Threaded pipe hitsattu EN10255-M g | m | 23,10 | Steel pipes, welded | 61
404020 | 0401205 | """40/48,3x3,25 Threaded pipe hitsattu EN10255-M g | m | 25,60 | Steel pipes, welded | 61
404025 | 0401276 | """50/60,3x3,65 Threaded pipe hitsattu EN10255-M g | m | 37,00 | Steel pipes, welded | 61
403300 | 0400029 | """10/17,2x2,3 Threaded pipe welded EN10255-M pain | m | 8,45 | Steel pipes, welded | 60
403305 | 0400060 | """15/21,3x2,65 Threaded pipe welded EN10255-M pai | m | 9,92 | Steel pipes, welded | 60
403310 | 0400095 | """20/26,9x2,65 Threaded pipe welded EN10255-M pai | m | 12,68 | Steel pipes, welded | 60
403315 | 0400138 | """25/33,7x3,25 Threaded pipe welded EN10255-M pai | m | 18,47 | Steel pipes, welded | 60
403320 | 0400171 | """32/42,4x3,25 Threaded pipe welded EN10255-M pai | m | 23,88 | Steel pipes, welded | 60
403325 | 0400205 | """40/48,3x3,25 Threaded pipe welded EN10255-M pai | m | 29,43 | Steel pipes, welded | 60
403330 | 0400276 | """50/60,3x3,65 Threaded pipe welded EN10255-M pai | m | 40,65 | Steel pipes, welded | 60
411670 | 0704003 | 3/8 Malleable cast iron bend 45º black FxM nr.40 | pcs | 4,59 | Steel pipes, threaded | 69
411675 | 0704004 | 1/2 Malleable cast iron bend 45º black FxM nr.40 | pcs | 4,22 | Steel pipes, threaded | 69
411680 | 0704005 | 3/4 Malleable cast iron bend 45º black FxM nr.40 | pcs | 5,67 | Steel pipes, threaded | 69
411685 | 0704006 | 1 Malleable cast iron bend 45º black FxM nr.40 | pcs | 8,03 | Steel pipes, threaded | 69
411690 | 0704007 | 1 1/4 Malleable cast iron bend 45º black FxM nr.40 | pcs | 13,83 | Steel pipes, threaded | 69
411695 | 0704008 | 1 1/2 Malleable cast iron bend 45º black FxM nr.40 | pcs | 16,63 | Steel pipes, threaded | 69
411700 | 0704009 | 2 Malleable cast iron bend 45º black FxM nr.40 | pcs | 26,17 | Steel pipes, threaded | 69
411600 | 0700103 | 3/8 Malleable cast iron bend 90º black FxM nr.1 | pcs | 4,11 | Steel pipes, threaded | 69
411605 | 0700104 | 1/2 Malleable cast iron bend 90º black FxM nr.1 | pcs | 3,71 | Steel pipes, threaded | 69
411610 | 0700105 | 3/4 Malleable cast iron bend 90º black FxM nr.1 | pcs | 6,41 | Steel pipes, threaded | 69
411615 | 0700106 | 1 Malleable cast iron bend 90º black FxM nr.1 | pcs | 8,63 | Steel pipes, threaded | 69
411620 | 0700107 | 1 1/4 Malleable cast iron bend 90º black FxM nr.1 | pcs | 15,21 | Steel pipes, threaded | 69
411625 | 0700108 | 1 1/2 Malleable cast iron bend 90º black FxM nr.1 | pcs | 19,60 | Steel pipes, threaded | 69
411630 | 0700109 | 2 Malleable cast iron bend 90º black FxM nr.1 | pcs | 32,45 | Steel pipes, threaded | 69
411635 | 0700203 | 3/8 Malleable cast iron bend 90º black FxF nr.2 | pcs | 3,98 | Steel pipes, threaded | 69
411640 | 0700204 | 1/2 Malleable cast iron bend 90º black FxF nr.2 | pcs | 4,22 | Steel pipes, threaded | 69
411645 | 0700205 | 3/4 Malleable cast iron bend 90º black FxF nr.2 | pcs | 6,58 | Steel pipes, threaded | 69
411650 | 0700206 | 1 Malleable cast iron bend 90º black FxF nr.2 | pcs | 8,63 | Steel pipes, threaded | 69
411655 | 0700207 | 1 1/4 Malleable cast iron bend 90º black FxF nr.2 | pcs | 15,28 | Steel pipes, threaded | 69
411660 | 0700208 | 1 1/2 Malleable cast iron bend 90º black FxF nr.2 | pcs | 18,82 | Steel pipes, threaded | 69
411665 | 0700209 | 2 Malleable cast iron bend 90º black FxF nr.2 | pcs | 25,94 | Steel pipes, threaded | 69
411740 | 0709203 | 3/8 Malleable cast iron elbow 90º black FxM nr.92 | pcs | 2,29 | Steel pipes, threaded | 69
411745 | 0709204 | 1/2 Malleable cast iron elbow 90º black FxM nr.92 | pcs | 1,59 | Steel pipes, threaded | 69
411750 | 0709205 | 3/4 Malleable cast iron elbow 90º black FxM nr.92 | pcs | 2,43 | Steel pipes, threaded | 69
411755 | 0709206 | 1 Malleable cast iron elbow 90º black FxM nr.92 | pcs | 3,84 | Steel pipes, threaded | 69
411760 | 0709207 | 1 1/4 Malleable cast iron elbow 90 black FxM nr.92 | pcs | 7,02 | Steel pipes, threaded | 69
411765 | 0709208 | 1 1/2 Malleable cast iron elbow 90 black FxM nr.92 | pcs | 10,85 | Steel pipes, threaded | 69
411770 | 0709209 | 2 Malleable cast iron elbow 90º black FxM nr.92 | pcs | 13,32 | Steel pipes, threaded | 69
411705 | 0709003 | 3/8 Malleable cast iron elbow 90º black FxF nr.90 | pcs | 2,10 | Steel pipes, threaded | 69
411710 | 0709004 | 1/2 Malleable cast iron elbow 90º black FxF nr.90 | pcs | 1,65 | Steel pipes, threaded | 69
411715 | 0709005 | 3/4 Malleable cast iron elbow 90º black FxF nr.90 | pcs | 1,96 | Steel pipes, threaded | 69
411720 | 0709006 | 1 Malleable cast iron elbow 90º black FxF nr.90 | pcs | 3,04 | Steel pipes, threaded | 69
411725 | 0709007 | 1 1/4 Malleable cast iron elbow 90 black FxF nr.90 | pcs | 5,90 | Steel pipes, threaded | 69
411730 | 0709008 | 1 1/2 Malleable cast iron elbow 90 black FxF nr.90 | pcs | 9,48 | Steel pipes, threaded | 69
411735 | 0709009 | 2 Malleable cast iron elbow 90º black FxF nr.90 | pcs | 10,96 | Steel pipes, threaded | 69
411775 | 0709803 | 3/8 M. cast iron union elbow 90º black FxM nr.98 | pcs | 10,93 | Steel pipes, threaded | 69
411780 | 0709804 | 1/2 M. cast iron union elbow 90º black FxM nr.98 | pcs | 10,93 | Steel pipes, threaded | 69
411785 | 0709805 | 3/4 M. cast iron union elbow 90º black FxM nr.98 | pcs | 11,40 | Steel pipes, threaded | 69
411790 | 0709806 | 1 M. cast iron union elbow 90º black FxM nr.98 | pcs | 15,62 | Steel pipes, threaded | 69
411795 | 0709807 | 1 1/4 M. cast iron union elbow 90º black FxM nr.98 | pcs | 25,87 | Steel pipes, threaded | 69
411800 | 0709808 | 1 1/2 M. cast iron union elbow 90º black FxM nr.98 | pcs | 32,38 | Steel pipes, threaded | 69
411805 | 0709809 | 2 M. cast iron union elbow 90º black FxM nr.98 | pcs | 52,58 | Steel pipes, threaded | 69
411810 | 0713003 | 3/8 Malleable cast iron tee black FxF nr.130 | pcs | 2,77 | Steel pipes, threaded | 69
411815 | 0713004 | 1/2 Malleable cast iron tee black FxF nr.130 | pcs | 2,00 | Steel pipes, threaded | 69
411820 | 0713005 | 3/4 Malleable cast iron tee black FxF nr.130 | pcs | 3,07 | Steel pipes, threaded | 69
411825 | 0713006 | 1 Malleable cast iron tee black FxF nr.130 | pcs | 4,38 | Steel pipes, threaded | 69
411830 | 0713007 | 1 1/4 Malleable cast iron tee black FxF nr.130 | pcs | 8,03 | Steel pipes, threaded | 69
411835 | 0713008 | 1 1/2 Malleable cast iron tee black FxF nr.130 | pcs | 12,28 | Steel pipes, threaded | 69
411840 | 0713009 | 2 Malleable cast iron tee black FxF nr.130 | pcs | 17,64 | Steel pipes, threaded | 69
411845 | 0713015 | 3/8x1/2x3/8 M. cast iron tee black FxF nr.130r | pcs | 4,28 | Steel pipes, threaded | 69
411850 | 0713016 | 1/2x3/8x3/8 M. cast iron tee black FxF nr.130r | pcs | 4,11 | Steel pipes, threaded | 69
411855 | 0713017 | 1/2x3/8x1/2 M. cast iron tee black FxF nr.130r | pcs | 3,61 | Steel pipes, threaded | 69
411860 | 0713018 | 1/2x1/2x3/8 M cast iron tee black FxF nr.130r | pcs | 3,98 | Steel pipes, threaded | 69
411865 | 0713019 | 1/2x3/4x1/2 M. cast iron tee black FxF nr.130r | pcs | 3,98 | Steel pipes, threaded | 69
411875 | 0713021 | 3/4x3/8x3/4 M. cast iron tee black FxF nr.130r | pcs | 4,32 | Steel pipes, threaded | 69
411880 | 0713022 | 3/4x1/2x3/8 M. cast iron tee black FxF nr.130r | pcs | 12,28 | Steel pipes, threaded | 69
411885 | 0713023 | 3/4x1/2x1/2 M. cast iron tee black FxF nr.130r | pcs | 3,54 | Steel pipes, threaded | 69
411890 | 0713024 | 3/4x1/2x3/4 M. cast iron tee black FxF nr.130r | pcs | 4,35 | Steel pipes, threaded | 69
411895 | 0713025 | 3/4x3/4x3/8 M. cast iron tee black FxF nr.130r | pcs | 12,28 | Steel pipes, threaded | 69
411900 | 0713026 | 3/4x3/4x1/2 M. cast iron tee black FxF nr.130r | pcs | 4,11 | Steel pipes, threaded | 69
411905 | 0713028 | 3/4x1x1/2 M. cast iron tee black FxF nr.130r | pcs | 12,28 | Steel pipes, threaded | 69
411910 | 0713029 | 3/4x1x3/4 Malleable cast iron tee black FxF nr130r | pcs | 6,88 | Steel pipes, threaded | 69
411915 | 0713030 | 1x3/8x1 Malleable cast iron tee black FxF nr.130r | pcs | 7,22 | Steel pipes, threaded | 69
411920 | 0713031 | 1x1/2x1/2 Malleable cast iron tee black FxF nr130r | pcs | 7,45 | Steel pipes, threaded | 69
411930 | 0713033 | 1x1/2x1 Malleable cast iron tee black FxF nr.130r | pcs | 4,64 | Steel pipes, threaded | 69
411935 | 0713034 | 1x3/4x1/2 M. cast iron tee black FxF nr.130r | pcs | 6,71 | Steel pipes, threaded | 69
411940 | 0713035 | 1x3/4x3/4 Malleable cast iron tee black FxF nr130r | pcs | 6,70 | Steel pipes, threaded | 69
411945 | 0713036 | 1x3/4x1 Malleable cast iron tee black FxF nr.130r | pcs | 4,65 | Steel pipes, threaded | 69
411950 | 0713037 | 1x1x3/8 Malleable cast iron tee black FxF nr.130r | pcs | 12,28 | Steel pipes, threaded | 69
411955 | 0713038 | 1x1x1/2 Malleable cast iron tee black FxF nr.130r | pcs | 5,60 | Steel pipes, threaded | 69
411960 | 0713039 | 1x1x3/4 Malleable cast iron tee black FxF nr.130r | pcs | 5,60 | Steel pipes, threaded | 69
411965 | 0713042 | 1 1/4x3/8x1 1/4 M. cast iron tee black FxF nr130r | pcs | 10,46 | Steel pipes, threaded | 69
411970 | 0713043 | 1 1/4x1/2x1 M. cast iron tee black FxF nr130r | pcs | 8,33 | Steel pipes, threaded | 69
411975 | 0713044 | 1 1/4x1/2x1 1/4 M. cast iron tee black FxF nr130r | pcs | 7,05 | Steel pipes, threaded | 69
411980 | 0713047 | 1 1/4x3/4x1 1/4 M. cast iron tee black FxF nr130r | pcs | 7,66 | Steel pipes, threaded | 69
411985 | 0713049 | 1 1/4x1x1 M. cast iron tee black FxF nr.130r | pcs | 9,51 | Steel pipes, threaded | 69
411990 | 0713050 | 1 1/4x1x1 1/4 M. cast iron tee black FxF nr130r | pcs | 9,51 | Steel pipes, threaded | 69
412000 | 0713055 | 1 1/4x1 1/2x1 1/4 M.cast iron tee black FxF nr130r | pcs | 16,49 | Steel pipes, threaded | 69
412005 | 0713058 | 1 1/2x1/2x1 1/2 M. cast iron tee black FxF nr.130r | pcs | 9,51 | Steel pipes, threaded | 69
412010 | 0713060 | 1 1/2x3/4x1 1/2 M. cast iron tee black FxF nr.130r | pcs | 10,22 | Steel pipes, threaded | 69
412015 | 0713063 | 1 1/2x1x1 1/2 M. cast iron tee black FxF nr.130r | pcs | 11,13 | Steel pipes, threaded | 69
412025 | 0713065 | 1 1/2x1 1/4x1 1/4 M.cast iron tee black FxF nr130r | pcs | 15,35 | Steel pipes, threaded | 69
412030 | 0713066 | 1 1/2x11/4x 1 1/2 M.cast iron tee black FxF nr130 | pcs | 14,97 | Steel pipes, threaded | 69
412035 | 0713076 | 2x1x2 Malleable cast iron tee black FxF nr.130r | pcs | 14,23 | Steel pipes, threaded | 69
412040 | 0718003 | 3/8 Malleable cast iron cross black FxF nr.180 | pcs | 6,49 | Steel pipes, threaded | 69
412045 | 0718004 | 1/2 Malleable cast iron cross black FxF nr.180 | pcs | 6,49 | Steel pipes, threaded | 69
412055 | 0724006 | 1/2x3/8 M.cast iron reducing socket black FxF 240r | pcs | 2,43 | Steel pipes, threaded | 69
412060 | 0724008 | 3/4x3/8 M.cast iron reducing socket black FxF 240r | pcs | 3,14 | Steel pipes, threaded | 69
412065 | 0724009 | 3/4x1/2 M.cast iron reducing socket black FxF 240r | pcs | 2,60 | Steel pipes, threaded | 69
412070 | 0724011 | 1x3/8 M.cast iron reducing socket black FxF 240r | pcs | 4,35 | Steel pipes, threaded | 69
412075 | 0724012 | 1x1/2 M.cast iron reducing socket black FxF 240r | pcs | 4,35 | Steel pipes, threaded | 69
412080 | 0724013 | 1x3/4 M.cast iron reducing socket black FxF 240r | pcs | 3,04 | Steel pipes, threaded | 69
412085 | 0724017 | 1 1/4x1 M.cast iron reducing socket black FxF 240r | pcs | 5,50 | Steel pipes, threaded | 69
412090 | 0724021 | 1 1/2x1 M.cast iron reducing socket black FxF 240r | pcs | 6,68 | Steel pipes, threaded | 69
412095 | 0724022 | 11/2x11/4 M.cast iron reducing socket black F 240r | pcs | 7,25 | Steel pipes, threaded | 69
412100 | 0724102 | 3/8x1/8 M. cast iron reducing bush black FxM 241r | pcs | 9,25 | Steel pipes, threaded | 69
412105 | 0724106 | 1/2x3/8 M. cast iron reducing bush black FxM 241r | pcs | 1,25 | Steel pipes, threaded | 69
412110 | 0724108 | 3/4x3/8 M. cast iron reducing bush black FxM 241r | pcs | 1,92 | Steel pipes, threaded | 69
412115 | 0724109 | 3/4x1/2 M. cast iron reducing bush black FxM 241r | pcs | 1,32 | Steel pipes, threaded | 69
412120 | 0724111 | 1x3/8 M. cast iron reducing bush black FxM 241r | pcs | 3,14 | Steel pipes, threaded | 69
412125 | 0724112 | 1x1/2 M. cast iron reducing bush black FxM 241r | pcs | 1,96 | Steel pipes, threaded | 69
412130 | 0724113 | 1x3/4 M. cast iron reducing bush black FxM 241r | pcs | 1,75 | Steel pipes, threaded | 69
412135 | 0724114 | 1 1/4x3/8 M.cast iron reducing bush black FxM 241r | pcs | 5,56 | Steel pipes, threaded | 69
412140 | 0724115 | 1 1/4x1/2 M.cast iron reducing bush black FxM 241r | pcs | 3,61 | Steel pipes, threaded | 69
412145 | 0724116 | 1 1/4x3/4 M.cast iron reducing bush black FxM 241r | pcs | 3,10 | Steel pipes, threaded | 69
412150 | 0724117 | 1 1/4x1 M. cast iron reducing bush black FxM 241r | pcs | 2,33 | Steel pipes, threaded | 69
412155 | 0724119 | 1 1/2x1/2 M.cast iron reducing bush black FxM 241r | pcs | 4,42 | Steel pipes, threaded | 69
412160 | 0724120 | 1 1/2x3/4 M.cast iron reducing bush black FxM 241r | pcs | 5,13 | Steel pipes, threaded | 69
412165 | 0724121 | 1 1/2x1 M. cast iron reducing bush black FxM 241r | pcs | 4,42 | Steel pipes, threaded | 69
412170 | 0724122 | 11/2x11/4 M.cast iron reducing bush black FxM 241r | pcs | 3,44 | Steel pipes, threaded | 69
412175 | 0724124 | 2x3/4 M. cast iron reducing bush black FxM 241r | pcs | 8,90 | Steel pipes, threaded | 69
412180 | 0724125 | 2x1 M. cast iron reducing bush black FxM 241r | pcs | 7,32 | Steel pipes, threaded | 69
412185 | 0724126 | 2x1 1/4 M. cast iron reducing bush black FxM 241r | pcs | 6,98 | Steel pipes, threaded | 69
412190 | 0724127 | 2x1 1/2 M. cast iron reducing bush black FxM 241r | pcs | 6,24 | Steel pipes, threaded | 69
412195 | 0724506 | 1/2x3/8 M.cast iron hexagon reducer black MxM 245r | pcs | 3,14 | Steel pipes, threaded | 69
412200 | 0724508 | 3/4x3/8 M.cast iron hexagon reducer black MxM 245r | pcs | 5,63 | Steel pipes, threaded | 69
412205 | 0724509 | 3/4x1/2 M.cast iron hexagon reducer black MxM 245r | pcs | 5,63 | Steel pipes, threaded | 69
412210 | 0724512 | 1x1/2 M.cast iron hexagon reducer black MxM 245r | pcs | 6,04 | Steel pipes, threaded | 69
412215 | 0724513 | 1x3/4 M.cast iron hexagon reducer black MxM 245r | pcs | 3,14 | Steel pipes, threaded | 69
412220 |  | 11/4x1/2 M.cast iron hexagon reducer black M 245r | pcs | 9,57 | Steel pipes, threaded | 69
412225 | 0724517 | 11/4x1 M.cast iron hexagon reducer black MxM 245r | pcs | 5,16 | Steel pipes, threaded | 69
412230 | 0724521 | 11/2x1 M. cast iron hexagon reducer black MxM 245r | pcs | 11,53 | Steel pipes, threaded | 69
412235 | 0724522 | 11/2x11/4 M.cast iron hexagon reducer black M 245r | pcs | 6,21 | Steel pipes, threaded | 69
412240 | 0724527 | 2x1 1/2 M.cast iron hexagon reducer black MxM 245r | pcs | 11,87 | Steel pipes, threaded | 69
412245 | 0727003 | 3/8 Malleable cast iron socket black FxF nr 270 | pcs | 1,92 | Steel pipes, threaded | 69
412250 | 0727004 | 1/2 Malleable cast iron socket black FxF nr 270 | pcs | 1,55 | Steel pipes, threaded | 69
412255 | 0727005 | 3/4 Malleable cast iron socket black FxF nr 270 | pcs | 2,02 | Steel pipes, threaded | 69
412260 | 0727006 | 1 Malleable cast iron socket black FxF nr 270 | pcs | 2,60 | Steel pipes, threaded | 69
412265 | 0727007 | 1 1/4 Malleable cast iron socket black FxF nr 270 | pcs | 4,28 | Steel pipes, threaded | 69
412270 | 0727008 | 1 1/2 Malleable cast iron socket black FxF nr 270 | pcs | 5,97 | Steel pipes, threaded | 69
412275 | 0727009 | 2 Malleable cast iron socket black FxF nr 270 | pcs | 8,94 | Steel pipes, threaded | 69
412315 | 0729003 | 3/8 Malleable cast iron plug black M nr 290 | pcs | 1,11 | Steel pipes, threaded | 69
412320 | 0729004 | 1/2 Malleable cast iron plug black M nr 290 | pcs | 1,11 | Steel pipes, threaded | 69
412325 | 0729005 | 3/4 Malleable cast iron plug black M nr 290 | pcs | 1,45 | Steel pipes, threaded | 69
412330 | 0729006 | 1 Malleable cast iron plug black M nr 290 | pcs | 2,00 | Steel pipes, threaded | 69
412335 | 0729007 | 1 1/4 Malleable cast iron plug black M nr 290 | pcs | 3,30 | Steel pipes, threaded | 69
412340 | 0729008 | 1 1/2 Malleable cast iron plug black M nr 290 | pcs | 5,00 | Steel pipes, threaded | 69
412345 | 0729009 | 2 Malleable cast iron plug black M nr 290 | pcs | 6,54 | Steel pipes, threaded | 69
412380 | 0734003 | 3/8 Malleable cast iron union black FxF nr 340 | pcs | 8,90 | Steel pipes, threaded | 69
412385 | 0734004 | 1/2 Malleable cast iron union black FxF nr 340 | pcs | 8,90 | Steel pipes, threaded | 69
412390 | 0734005 | 3/4 Malleable cast iron union black FxF nr 340 | pcs | 7,55 | Steel pipes, threaded | 69
412395 | 0734006 | 1 Malleable cast iron union black FxF nr 340 | pcs | 8,80 | Steel pipes, threaded | 69
412400 | 0734007 | 1 1/4 Malleable cast iron union black FxF nr 340 | pcs | 15,00 | Steel pipes, threaded | 69
412405 | 0734008 | 1 1/2 Malleable cast iron union black FxF nr 340 | pcs | 17,03 | Steel pipes, threaded | 69
412410 | 0734009 | 2 Malleable cast iron union black FxF nr 340 | pcs | 28,64 | Steel pipes, threaded | 69
412415 | 0734103 | 3/8 Malleable cast iron union black FxM nr 341 | pcs | 7,82 | Steel pipes, threaded | 69
412420 | 0734104 | 1/2 Malleable cast iron union black FxM nr 341 | pcs | 6,58 | Steel pipes, threaded | 69
412425 | 0734105 | 3/4 Malleable cast iron union black FxM nr 341 | pcs | 7,96 | Steel pipes, threaded | 69
412430 | 0734106 | 1 Malleable cast iron union black FxM nr 341 | pcs | 12,56 | Steel pipes, threaded | 69
412435 | 0734107 | 1 1/4 Malleable cast iron union black FxM nr 341 | pcs | 15,58 | Steel pipes, threaded | 69
412440 | 0734108 | 1 1/2 Malleable cast iron union black FxM nr 341 | pcs | 19,87 | Steel pipes, threaded | 69
412445 | 0734109 | 2 Malleable cast iron union black FxM nr 341 | pcs | 31,77 | Steel pipes, threaded | 69
412280 | 0728003 | 3/8 M. cast iron hexagon nipple black MxM nr.280 | pcs | 2,56 | Steel pipes, threaded | 69
412285 | 0728004 | 1/2 M. cast iron hexagon nipple black MxM nr280 | pcs | 1,32 | Steel pipes, threaded | 69
412290 | 0728005 | 3/4 M. cast iron hexagon nipple black MxM nr280 | pcs | 1,75 | Steel pipes, threaded | 69
412295 | 0728006 | 1 M. cast iron hexagon nipple black MxM nr280 | pcs | 3,40 | Steel pipes, threaded | 69
412300 | 0728007 | 1 1/4 M. cast iron hexagon nipple black MxM nr280 | pcs | 7,56 | Steel pipes, threaded | 69
412305 | 0728008 | 1 1/2 M. cast iron hexagon nipple black MxM nr280 | pcs | 8,20 | Steel pipes, threaded | 69
412310 | 0728009 | 2 M. cast iron hexagon nipple black MxM nr280 | pcs | 8,80 | Steel pipes, threaded | 69
412350 | 0730003 | 3/8 Malleable cast iron cap black F nr 300 | pcs | 1,42 | Steel pipes, threaded | 69
412355 | 0730004 | 1/2 Malleable cast iron cap black F nr 300 | pcs | 1,69 | Steel pipes, threaded | 69
412360 | 0730005 | 3/4 Malleable cast iron cap black F nr 300 | pcs | 2,02 | Steel pipes, threaded | 69
412365 | 0730006 | 1 Malleable cast iron cap black F nr 300 | pcs | 3,71 | Steel pipes, threaded | 69
412370 | 0730007 | 1 1/4 Malleable cast iron cap black F nr 300 | pcs | 3,92 | Steel pipes, threaded | 69
412375 | 0730008 | 1 1/2 Malleable cast iron cap black F nr 300 | pcs | 4,59 | Steel pipes, threaded | 69
413100 | 0753008 | 3/8 Black barrel nipple | pcs | 1,76 | Steel pipes, threaded | 70
413105 | 0753009 | 1/2 Black barrel nipple | pcs | 1,80 | Steel pipes, threaded | 70
413110 | 0753010 | 3/4 Black barrel nipple | pcs | 2,00 | Steel pipes, threaded | 70
413115 | 0753018 | 1 Black barrel nipple | pcs | 2,40 | Steel pipes, threaded | 70
413120 | 0753019 | 1 1/4 Black barrel nipple | pcs | 3,90 | Steel pipes, threaded | 70
413125 | 0753020 | 1 1/2 Black barrel nipple | pcs | 4,20 | Steel pipes, threaded | 70
413130 | 0753029 | 2 Black barrel nipple | pcs | 7,00 | Steel pipes, threaded | 70
413135 | 0753030 | 2 1/2 Black barrel nipple | pcs | 12,09 | Steel pipes, threaded | 70
413140 | 0753040 | 3 Black barrel nipple | pcs | 14,33 | Steel pipes, threaded | 70
413205 | 0772104 | 1/2 Lock nut 21 forged iron | pcs | 1,14 | Steel pipes, threaded | 70
413155 | 0771603 | 3/8 Black socket FM | pcs | 1,09 | Steel pipes, threaded | 70
413160 | 0771604 | 1/2 Black socket FM | pcs | 1,22 | Steel pipes, threaded | 70
413165 | 0771605 | 3/4 Black socket FM | pcs | 1,45 | Steel pipes, threaded | 70
413170 | 0771606 | 1 Black socket FM | pcs | 2,45 | Steel pipes, threaded | 70
413175 | 0771607 | 1 1/4 Black socket FM | pcs | 3,60 | Steel pipes, threaded | 70
413180 | 0771608 | 1 1/2 Black socket FM | pcs | 4,30 | Steel pipes, threaded | 70
413185 | 0771609 | 2 Black socket FM | pcs | 5,70 | Steel pipes, threaded | 70
413190 | 0771610 | 2 1/2 Black socket FM | pcs | 5,75 | Steel pipes, threaded | 70
413195 | 0771611 | 3 Black socket FM | pcs | 12,90 | Steel pipes, threaded | 70
413200 | 0771612 | 4 Black socket FM | pcs | 15,95 | Steel pipes, threaded | 70
413102 | 0589903 | 3/8 (17,2) Black welding nipple | pcs | 2,40 | Steel pipes, threaded | 70
413107 | 0589904 | 1/2 (21,3) Black welding nipple | pcs | 2,55 | Steel pipes, threaded | 70
413112 | 0589905 | 3/4 (26,9) Black welding nipple | pcs | 3,00 | Steel pipes, threaded | 70
413117 | 0589906 | 1 (33,7) Black welding nipple | pcs | 4,05 | Steel pipes, threaded | 70
413122 | 0589907 | 1 1/4 (42,4) Black welding nipple | pcs | 5,45 | Steel pipes, threaded | 70
413127 | 0589908 | 1 1/2 (48,3) Black welding nipple | pcs | 6,20 | Steel pipes, threaded | 70
413132 | 0589909 | 2 (60,3) Black welding nipple | pcs | 7,55 | Steel pipes, threaded | 70
413137 | 0773910 | 2 1/2 (76,1) Black welding nipple | pcs | 15,50 | Steel pipes, threaded | 70
413142 | 0773911 | 3 (88,9) Black welding nipple | pcs | 17,80 | Steel pipes, threaded | 70
413144 |  | 4 (114,3) Black welding nipple | pcs | 29,50 | Steel pipes, threaded | 70
413960 | 0804004 | 1/2 Galvanized cast iron bend 45º FxM nr.40 | pcs | 5,25 | Steel pipes, galvanized, threaded | 71
413965 | 0804005 | 3/4 Galvanized cast iron bend 45º FxM nr.40 | pcs | 7,02 | Steel pipes, galvanized, threaded | 71
413970 | 0804006 | 1 Galvanized cast iron bend 45º FxM nr.40 | pcs | 9,94 | Steel pipes, galvanized, threaded | 71
413975 | 0804007 | 1 1/4 Galvanized cast iron bend 45º FxM nr.40 | pcs | 17,42 | Steel pipes, galvanized, threaded | 71
413980 | 0804008 | 1 1/2 Galvanized cast iron bend 45º FxM nr.40 | pcs | 20,73 | Steel pipes, galvanized, threaded | 71
413985 | 0804009 | 2 Galvanized cast iron bend 45º FxM nr.40 | pcs | 32,86 | Steel pipes, galvanized, threaded | 71
414046 | 0812004 | 1/2 Galvanized cast iron elbow 45° FxF nr.120 | pcs | 5,57 | Steel pipes, galvanized, threaded | 71 | 6415895147879
413930 | 0800204 | 1/2 Galvanized cast iron bend 90º FxF nr.2 | pcs | 10,56 | Steel pipes, galvanized, threaded | 71
413935 | 0800205 | 3/4 Galvanized cast iron bend 90º FxF nr.2 | pcs | 8,17 | Steel pipes, galvanized, threaded | 71
413940 | 0800206 | 1 Galvanized cast iron bend 90º FxF nr.2 | pcs | 10,95 | Steel pipes, galvanized, threaded | 71
413945 | 0800207 | 1 1/4 Galvanized cast iron bend 90º FxF nr.2 | pcs | 19,12 | Steel pipes, galvanized, threaded | 71
413950 | 0800208 | 1 1/2 Galvanized cast iron bend 90º FxF nr.2 | pcs | 23,45 | Steel pipes, galvanized, threaded | 71
413955 | 0800209 | 2 Galvanized cast iron bend 90º FxF nr.2 | pcs | 32,61 | Steel pipes, galvanized, threaded | 71
413900 | 0800104 | 1/2 Galvanized cast iron bend 90º FxM nr.1 | pcs | 4,63 | Steel pipes, galvanized, threaded | 71
413905 | 0800105 | 3/4 Galvanized cast iron bend 90º FxM nr.1 | pcs | 8,10 | Steel pipes, galvanized, threaded | 71
413910 | 0800106 | 1 Galvanized cast iron bend 90º FxM nr.1 | pcs | 10,95 | Steel pipes, galvanized, threaded | 71
413915 | 0800107 | 1 1/4 Galvanized cast iron bend 90º FxM nr.1 | pcs | 18,97 | Steel pipes, galvanized, threaded | 71
413920 | 0800108 | 1 1/2 Galvanized cast iron bend 90º FxM nr.1 | pcs | 25,13 | Steel pipes, galvanized, threaded | 71
413925 | 0800109 | 2 Galvanized cast iron bend 90º FxM nr.1 | pcs | 40,65 | Steel pipes, galvanized, threaded | 71
414020 | 0809204 | 1/2 Galvanized cast iron elbow 90º FxM nr.92 | pcs | 1,92 | Steel pipes, galvanized, threaded | 71
414025 | 0809205 | 3/4 Galvanized cast iron elbow 90º FxM nr.92 | pcs | 9,19 | Steel pipes, galvanized, threaded | 71
414030 | 0809206 | 1 Galvanized cast iron elbow 90º FxM nr.92 | pcs | 5,16 | Steel pipes, galvanized, threaded | 71
414035 | 0809207 | 1 1/4 Galvanized cast iron elbow 90º FxM nr.92 | pcs | 8,57 | Steel pipes, galvanized, threaded | 71
414040 | 0809208 | 1 1/2 Galvanized cast iron elbow 90º FxM nr.92 | pcs | 12,81 | Steel pipes, galvanized, threaded | 71
414045 | 0809209 | 2 Galvanized cast iron elbow 90º FxM nr.92 | pcs | 16,89 | Steel pipes, galvanized, threaded | 71
413990 | 0809004 | 1/2 Galvanized cast iron elbow 90º FxF nr.90 | pcs | 1,61 | Steel pipes, galvanized, threaded | 71
413995 | 0809005 | 3/4 Galvanized cast iron elbow 90º FxF nr.90 | pcs | 8,02 | Steel pipes, galvanized, threaded | 71
414000 | 0809006 | 1 Galvanized cast iron elbow 90º FxF nr.90 | pcs | 3,93 | Steel pipes, galvanized, threaded | 71
414005 | 0809007 | 1 1/4 Galvanized cast iron elbow 90º FxF nr.90 | pcs | 7,24 | Steel pipes, galvanized, threaded | 71
414010 | 0809008 | 1 1/2 Galvanized cast iron elbow 90º FxF nr.90 | pcs | 11,88 | Steel pipes, galvanized, threaded | 71
414015 | 0809009 | 2 Galvanized cast iron elbow 90º FxF nr.90 | pcs | 13,88 | Steel pipes, galvanized, threaded | 71
414050 | 0813004 | 1/2 Galvanized cast iron tee FxF nr.130 | pcs | 6,71 | Steel pipes, galvanized, threaded | 71
414055 | 0813005 | 3/4 Galvanized cast iron tee FxF nr.130 | pcs | 11,72 | Steel pipes, galvanized, threaded | 71
414060 | 0813006 | 1 Galvanized cast iron tee FxF nr.130 | pcs | 17,11 | Steel pipes, galvanized, threaded | 71
414065 | 0813007 | 1 1/4 Galvanized cast iron tee FxF nr.130 | pcs | 29,92 | Steel pipes, galvanized, threaded | 71
414070 | 0813008 | 1 1/2 Galvanized cast iron tee FxF nr.130 | pcs | 46,41 | Steel pipes, galvanized, threaded | 71
414075 | 0813009 | 2 Galvanized cast iron tee FxF nr.130 | pcs | 65,17 | Steel pipes, galvanized, threaded | 71
414080 | 0813011 | 3 Galvanized cast iron tee FxF nr.130 | pcs | 133,18 | Steel pipes, galvanized, threaded | 71
414085 | 0813012 | 4 Galvanized cast iron tee FxF nr.130 | pcs | 260,95 | Steel pipes, galvanized, threaded | 71
414090 | 0813019 | 1/2x3/4x1/2 Galvanized cast iron tee FxF nr.130r | pcs | 9,94 | Steel pipes, galvanized, threaded | 71
414095 | 0813023 | 3/4x1/2x1/2 Galvanized cast iron tee FxF nr.130r | pcs | 4,40 | Steel pipes, galvanized, threaded | 71
414100 | 0813024 | 3/4x1/2x3/4 Galvanized cast iron tee FxF nr.130r | pcs | 4,01 | Steel pipes, galvanized, threaded | 71
414115 | 0813033 | 1x1/2x1 Galvanized cast iron tee FxF nr.130r | pcs | 5,32 | Steel pipes, galvanized, threaded | 71
414135 | 0813044 | 1 1/4x1/2 Galvanized cast iron tee FxF nr.130r | pcs | 9,03 | Steel pipes, galvanized, threaded | 71
414140 | 0813050 | 1 1/4x1x1 1/4 Galvanized cast iron tee FxF nr.130r | pcs | 10,56 | Steel pipes, galvanized, threaded | 71
414150 | 0813076 | 2x1x2 Galvanized cast iron tee FxF nr.130r | pcs | 17,89 | Steel pipes, galvanized, threaded | 71
414155 | 0813077 | 2x1 1/4x2 Galvanized cast iron tee FxF nr.130r | pcs | 23,06 | Steel pipes, galvanized, threaded | 71
414190 | 0824109 | 3/4x1/2 Galv. cast iron reducing bush FxM 241r | pcs | 5,41 | Steel pipes, galvanized, threaded | 71
414195 | 0824112 | 1x1/2 Galv. cast iron reducing bush FxM 241r | pcs | 7,64 | Steel pipes, galvanized, threaded | 71
414200 | 0824113 | 1x3/4 Galv. cast iron reducing bush FxM 241r | pcs | 2,39 | Steel pipes, galvanized, threaded | 71
414205 | 0824115 | 1 1/4x1/2 Galv. cast iron reducing bush FxM 241r | pcs | 4,24 | Steel pipes, galvanized, threaded | 71
414210 | 0824116 | 1 1/4x3/4 Galv. cast iron reducing bush FxM 241r | pcs | 11,41 | Steel pipes, galvanized, threaded | 71
414215 | 0824117 | 1 1/4x1 Galv. cast iron reducing bush FxM 241r | pcs | 2,86 | Steel pipes, galvanized, threaded | 71
414225 | 0824120 | 1 1/2x3/4 Galv. cast iron reducing bush FxM 241r | pcs | 6,31 | Steel pipes, galvanized, threaded | 71
414235 | 0824122 | 1 1/2x1 1/4 Galv. cast iron reducing bush FxM 241r | pcs | 4,24 | Steel pipes, galvanized, threaded | 71
414240 | 0824125 | 2x1 Galv. cast iron reducing bush FxM 241r | pcs | 27,68 | Steel pipes, galvanized, threaded | 71
414245 | 0824126 | 2x1 1/4 Galv. cast iron reducing bush FxM 241r | pcs | 8,78 | Steel pipes, galvanized, threaded | 71
414250 | 0824127 | 2x1 1/2 Galv. cast iron reducing bush FxM 241r | pcs | 7,95 | Steel pipes, galvanized, threaded | 71
414255 | 0824128 | 2 1/2x1 Galv. cast iron reducing bush FxM 241r | pcs | 18,19 | Steel pipes, galvanized, threaded | 71
414260 | 0824129 | 2 1/2x1 1/4 Galv. cast iron reducing bush FxM 241r | pcs | 21,04 | Steel pipes, galvanized, threaded | 71
414265 | 0824130 | 2 1/2x1 1/2 Galv. cast iron reducing bush FxM 241r | pcs | 19,98 | Steel pipes, galvanized, threaded | 71
414270 | 0824131 | 2 1/2x2 Galv. cast iron reducing bush FxM 241r | pcs | 15,20 | Steel pipes, galvanized, threaded | 71
414275 | 0824135 | 3x2 Galv. cast iron reducing bush FxM 241r | pcs | 39,25 | Steel pipes, galvanized, threaded | 71
414280 | 0824139 | 4x3 Galv. cast iron reducing bush FxM 241r | pcs | 81,74 | Steel pipes, galvanized, threaded | 71
414285 | 0824509 | 3/4x1/2 Galv. cast iron hexagon reducer MxM 245r | pcs | 3,48 | Steel pipes, galvanized, threaded | 71
414290 | 0824512 | 1x1/2 Galv. cast iron hexagon reducer MxM 245r | pcs | 7,02 | Steel pipes, galvanized, threaded | 71
414295 | 0824513 | 1x3/4 Galv. cast iron hexagon reducer MxM 245r | pcs | 4,01 | Steel pipes, galvanized, threaded | 71
414300 |  | 1 1/4x1/2 Galv. cast iron hexagon reducer MxM 245r | pcs | 10,73 | Steel pipes, galvanized, threaded | 71
414310 | 0824517 | 1 1/4x1 Galv. cast iron hexagon reducer MxM 245r | pcs | 6,31 | Steel pipes, galvanized, threaded | 71
414315 | 0824521 | 1 1/2x1 Galv. cast iron hexagon reducer MxM 245r | pcs | 14,66 | Steel pipes, galvanized, threaded | 71
414545 | 0853009 | 1/2 Galvanized barrel nipple | pcs | 1,92 | Steel pipes, galvanized, threaded | 71
414550 | 0853010 | 3/4, Galvanized barrel nipple | pcs | 2,32 | Steel pipes, galvanized, threaded | 71
414555 | 0853018 | 1 Galvanized barrel nipple | pcs | 3,01 | Steel pipes, galvanized, threaded | 71
414560 | 0853019 | 1 1/4 Galvanized barrel nipple | pcs | 4,71 | Steel pipes, galvanized, threaded | 71
414565 | 0853020 | 1 1/2 Galvanized barrel nipple | pcs | 8,38 | Steel pipes, galvanized, threaded | 71
414570 | 0853029 | 2 Galvanized barrel nipple | pcs | 7,95 | Steel pipes, galvanized, threaded | 71
414580 | 0853040 | 3 Galvanized barrel nipple | pcs | 16,05 | Steel pipes, galvanized, threaded | 71
414585 | 0853049 | 4 Galvanized barrel nipple | pcs | 28,83 | Steel pipes, galvanized, threaded | 71
414370 | 0828003 | 3/8 Galv. cast iron hexagon nipple MxM nr.280 | pcs | 3,16 | Steel pipes, galvanized, threaded | 71
414375 | 0828004 | 1/2 Galv. cast iron hexagon nipple MxM nr.280 | pcs | 5,25 | Steel pipes, galvanized, threaded | 71
414380 | 0828005 | 3/4 Galv. cast iron hexagon nipple MxM nr.280 | pcs | 6,71 | Steel pipes, galvanized, threaded | 71
414385 | 0828006 | 1 Galv. cast iron hexagon nipple MxM nr.280 | pcs | 9,71 | Steel pipes, galvanized, threaded | 71
414390 | 0828007 | 1 1/4 Galv. cast iron hexagon nipple MxM nr.280 | pcs | 16,05 | Steel pipes, galvanized, threaded | 71
414395 | 0828008 | 1 1/2 Galv. cast iron hexagon nipple MxM nr.280 | pcs | 18,44 | Steel pipes, galvanized, threaded | 71
414400 | 0828009 | 2 Galv. cast iron hexagon nipple MxM nr.280 | pcs | 33,47 | Steel pipes, galvanized, threaded | 71
414405 | 0828010 | 2 1/2 Galv. cast iron hexagon nipple MxM nr.280 | pcs | 59,77 | Steel pipes, galvanized, threaded | 71
414410 | 0828011 | 3 Galv. cast iron hexagon nipple MxM nr.280 | pcs | 71,94 | Steel pipes, galvanized, threaded | 71
414415 | 0828012 | 4 Galv. cast iron hexagon nipple MxM nr.280 | pcs | 88,44 | Steel pipes, galvanized, threaded | 71
414420 | 0829004 | 1/2 Galvanized cast iron plug M. nr.290 | pcs | 4,09 | Steel pipes, galvanized, threaded | 71
414425 | 0829005 | 3/4 Galvanized cast iron plug M. nr.290 | pcs | 5,41 | Steel pipes, galvanized, threaded | 71
414430 | 0829006 | 1 Galvanized cast iron plug M nr.290 | pcs | 6,01 | Steel pipes, galvanized, threaded | 71
414435 | 0829007 | 1 1/4 Galvanized cast iron plug M. nr.290 | pcs | 11,11 | Steel pipes, galvanized, threaded | 71
414440 | 0829008 | 1 1/2 Galvanized cast iron plug M. nr.290 | pcs | 13,42 | Steel pipes, galvanized, threaded | 71
414445 | 0829009 | 2 Galvanized cast iron plug M. nr.290 | pcs | 24,28 | Steel pipes, galvanized, threaded | 71
414160 | 0824009 | 3/4x1/2 Galv. cast iron reducing socket FxF 240r | pcs | 3,31 | Steel pipes, galvanized, threaded | 71
414165 | 0824012 | 1x1/2 Galv. cast iron reducing socket FxF 240r | pcs | 4,17 | Steel pipes, galvanized, threaded | 71
414170 | 0824013 | 1x3/4 Galv. cast iron reducing socket FxF 240r | pcs | 11,41 | Steel pipes, galvanized, threaded | 71
414175 | 0824015 | 1 1/4x1/2 Galv. cast iron reducing socket FxF 240r | pcs | 24,28 | Steel pipes, galvanized, threaded | 71
414180 | 0824016 | 1 1/4x3/4 Galv. cast iron reducing socket FxF 240r | pcs | 21,20 | Steel pipes, galvanized, threaded | 71
414480 | 0834004 | 1/2 Galvanized cast iron union FxF nr.340 | pcs | 32,07 | Steel pipes, galvanized, threaded | 71
414485 | 0834005 | 3/4 Galvanized cast iron union FxF nr.340 | pcs | 28,77 | Steel pipes, galvanized, threaded | 71
414490 | 0834006 | 1 Galvanized cast iron union FxF nr.340 | pcs | 33,17 | Steel pipes, galvanized, threaded | 71
414495 | 0834007 | 1 1/4 Galvanized cast iron union FxF nr.340 | pcs | 56,98 | Steel pipes, galvanized, threaded | 71
414500 | 0834008 | 1 1/2 Galvanized cast iron union FxF nr.340 | pcs | 66,71 | Steel pipes, galvanized, threaded | 71
414505 | 0834009 | 2 Galvanized cast iron union FxF nr.340 | pcs | 110,03 | Steel pipes, galvanized, threaded | 71
414450 | 0830004 | 1/2 Galvanized cast iron cap F. nr.300 | pcs | 6,31 | Steel pipes, galvanized, threaded | 71
414455 | 0830005 | 3/4 Galvanized cast iron cap F. nr.300 | pcs | 7,64 | Steel pipes, galvanized, threaded | 71
414460 | 0830006 | 1 Galvanized cast iron cap F. nr.300 | pcs | 8,94 | Steel pipes, galvanized, threaded | 71
414465 | 0830007 | 1 1/4 Galvanized cast iron cap F. nr.300 | pcs | 13,42 | Steel pipes, galvanized, threaded | 71
414470 | 0830008 | 1 1/2 Galvanized cast iron cap F. nr.300 | pcs | 16,89 | Steel pipes, galvanized, threaded | 71
414475 | 0830009 | 2 Galvanized cast iron cap F. nr.300 | pcs | 32,07 | Steel pipes, galvanized, threaded | 71
414325 | 0827004 | 1/2 Galvanized cast iron socket FxF nr.270 | pcs | 5,57 | Steel pipes, galvanized, threaded | 71
414330 | 0827005 | 3/4 Galvanized cast iron socket FxF nr.270 | pcs | 7,64 | Steel pipes, galvanized, threaded | 71
414335 | 0827006 | 1 Galvanized cast iron socket FxF nr.270 | pcs | 10,25 | Steel pipes, galvanized, threaded | 71
414340 | 0827007 | 1 1/4 Galvanized cast iron socket FxF nr.270 | pcs | 16,05 | Steel pipes, galvanized, threaded | 71
414345 | 0827008 | 1 1/2 Galvanized cast iron socket FxF nr.270 | pcs | 22,99 | Steel pipes, galvanized, threaded | 71
414350 | 0827009 | 2 Galvanized cast iron socket FxF nr.270 | pcs | 34,15 | Steel pipes, galvanized, threaded | 71
414355 | 0827010 | 2 1/2 Galvanized cast iron socket FxF nr.270 | pcs | 94,61 | Steel pipes, galvanized, threaded | 71
414360 | 0827011 | 3 Galvanized cast iron socket FxF nr.270 | pcs | 97,32 | Steel pipes, galvanized, threaded | 71
414365 | 0827012 | 4 Galvanized cast iron socket FxF nr.270 | pcs | 100,39 | Steel pipes, galvanized, threaded | 71
414510 | 0834104 | 1/2 Galvanized cast iron union FxM nr.341 | pcs | 24,68 | Steel pipes, galvanized, threaded | 71
414515 | 0834105 | 3/4 Galvanized cast iron union FxM nr.341 | pcs | 29,92 | Steel pipes, galvanized, threaded | 71
414520 | 0834106 | 1 Galvanized cast iron union FxM nr.341 | pcs | 37,09 | Steel pipes, galvanized, threaded | 71
414535 | 0834109 | 2 Galvanized cast iron union FxM nr.341 | pcs | 120,44 | Steel pipes, galvanized, threaded | 71
430300 | 2014628 | Bend for conduit pipe 28 Merika 2200 | pcs | 9,95 | Hot water supplies | 84
430302 | 2014528 | Bend for conduit pipe 28mm | pcs | 7,07 | Hot water supplies | 84
430305 | 2014161 | Wall box 12mm Merika 2270 | pcs | 39,31 | Hot water supplies | 84
430310 | 2014154 | Merika Mekapex wall box 15 mm | pcs | 48,30 | Hot water supplies | 84
430315 | 2014148 | Wall box 15mm pex-conn. Merika 22711 | pcs | 32,40 | Hot water supplies | 84 | 6415820141484
430325 | 2014162 | Merika wall box 15 mm STF | pcs | 32,40 | Hot water supplies | 84
430330 | 2014063 | Wall box 15mm blue/ doesn't include the middle pie | pcs | 18,29 | Hot water supplies | 84
430335 | 2014164 | Merika tap angle box 18 mm | pcs | 44,57 | Hot water supplies | 84
430340 | 2014191 | Merika key for wall box | pcs | 11,18 | Hot water supplies | 84
430345 | 2014071 | Key for wall box, brass | pcs | 20,71 | Hot water supplies | 84
430350 | 2014195 | Merika sleeve for tap angle box | pcs | 6,25 | Hot water supplies | 84
430355 | 2014087 | Screw cap for wall box, blue. 50 mm | pcs | 2,59 | Hot water supplies | 84
430360 | 2014087P | Screw cap for wall box, blue. 80 mm, LONG | pcs | 9,82 | Hot water supplies | 84
430365 | 2014202 | Merika plastic nut fo wall box 35 mm | pcs | 6,41 | Hot water supplies | 84
430370 | 2014203 | Merika plastic nut fo wall box 50 mm | pcs | 7,11 | Hot water supplies | 84
430375 | 7037053 | 100mm Masonry support for mixer box Merika | pcs | 72,30 | Hot water supplies | 84
430380 | 7037052 | 150mm Masonry support for mixer box Merika | pcs | 72,30 | Hot water supplies | 84
430385 | 2014196 | Merika water insulating flange for wall box | pcs | 6,02 | Hot water supplies | 84
430390 | 2014089 | 100mm blue Connector for angle valve box | pcs | 2,06 | Hot water supplies | 84
430395 | 2014090 | 150mm blue Connector for angle valve box | pcs | 2,06 | Hot water supplies | 84 | 6415820140906
430400 | 1939204 | Hela wall boxes 15mm pex | pr | 42,78 | Hot water supplies | 84
430405 | 2047992 | Merika manifold support | pcs | 11,09 | Hot water supplies | 84
430410 | 2049661 | Wall support for manifold | pcs | 7,43 | Hot water supplies | 84
430415 | 2049601 | 20-1x1/2 Distribution manifold | pcs | 16,87 | Hot water supplies | 84 | 6415820496010
430420 | 2049602 | 20-2x1/2 Distribution manifold | pcs | 18,10 | Hot water supplies | 84 | 6415820496027
430425 | 2049606 | 20-3x1/2 Distribution manifold | pcs | 25,58 | Hot water supplies | 84 | 6415820496065
430430 | 2049604 | 20-4x1/2 Distribution manifold | pcs | 33,19 | Hot water supplies | 84 | 6415820496041
430435 | 2049611 | 3/4'' - 1x15x2,5 Distribution manifold with PEX fi | pcs | 19,51 | Hot water supplies | 84
430440 | 2049612 | 3/4'' - 2x15x2,5 Distribution manifold with PEX fi | pcs | 23,35 | Hot water supplies | 84
430445 | 2049613 | 3/4'' - 3x15x2,5 Distribution manifold with PEX fi | pcs | 33,47 | Hot water supplies | 84
430450 | 2049614 | 3/4'' - 4x15x2,5 Distribution manifold with PEX fi | pcs | 43,74 | Hot water supplies | 84
430455 | 2049561 | Manifold bend 3/4x1/2 | pcs | 16,54 | Hot water supplies | 84
430465 | 2013592 | 12/28 1921 MT sleeve for protective tube Merika | pcs | 1,84 | Hot water supplies | 84
430470 | 2013595 | 15/28 long model MT sleeve for protective tube Mer | pcs | 1,84 | Hot water supplies | 84
430475 | 2013598 | 18/28 long model MT sleeve for protective tube Mer | pcs | 1,84 | Hot water supplies | 84
430480 | 1932777 | Pex-bend 1x32 UK PN6 | pcs | 38,62 | Hot water supplies | 84
430460 | 2014193 | Merika plug 1/2´´ plastic | pcs | 2,34 | Hot water supplies | 84
430485 | 2049639 | Pex-connector brass 1/2-15 | pcs | 3,90 | Hot water supplies | 84
430500 | 2013638 | Merika casing extension 28 mm with packing | pcs | 9,67 | Hot water supplies | 84
430505 | 2049642 | Y-branch 1/2 | pcs | 19,78 | Hot water supplies | 84
439215 | 3226908 | Holder for casing pipe 28 mm | pcs | 1,00 | Hot water supplies | 215
451095 |  | Blue plug for 110 mm casing pipe SGPS | pcs | 12,95 | Hot water supplies | 274
486615 | 6420348 | Oras 159423/10 Bearing ring Vm93 | pcs | 6,12 | Hot water supplies | 140
486570 | 6420193 | Oras T-key 6K-3mm 910043 | pcs | 7,72 | Hot water supplies | 140
486700 | 6421506 | Oras 109898 Ceramic cartridge holder | pcs | 24,99 | Hot water supplies | 140
486510 | 6420109 | Oras 109512/10 Solid gasket DN15 | pcs | 7,16 | Hot water supplies | 140
486535 | 6420168 | Oras 159430/10 Flow pipe limiter 40-80° | pcs | 17,29 | Hot water supplies | 140
486715 | 6421676 | Oras 261998 Shower hose elbow fitting, G1/2x1/2 | pcs | 17,45 | Hot water supplies | 140
486565 | 6420177 | Oras 910010 Mounting key | pcs | 8,02 | Hot water supplies | 140
486505 | 6420108 | Oras sealing package 109501/10 | pcs | 6,12 | Hot water supplies | 140
486545 | 6420170 | Oras 281211/2 Renovation coupling | pr | 73,80 | Hot water supplies | 140
486530 | 6420153 | Oras fiber seal package 109502/10 DN15 | pcs | 6,04 | Hot water supplies | 140
486540 | 6420169 | Oras 159667/10 Flow limiter | pcs | 32,52 | Hot water supplies | 140
486515 | 6420123 | Oras 911311 O-ring grease | pcs | 9,55 | Hot water supplies | 140
486560 | 6420176 | Oras 910009 Mounting key | pcs | 32,45 | Hot water supplies | 140
486695 | 6421503 | Oras 109098 Control valve | pcs | 22,00 | Hot water supplies | 140
486585 | 6420301 | Oras 158890 Adjustment part | pcs | 47,61 | Hot water supplies | 140
486555 | 6420175 | Oras 910003 Adjustment part key | pcs | 10,67 | Hot water supplies | 140
486568 | 6420573 | Oras 910011 Mounting key, 13 mm | pcs | 32,45 | Hot water supplies | 140 | 6414150083358
486525 | 6420140 | Oras control valve Nova 109089V | pcs | 11,45 | Hot water supplies | 140
486520 | 6420137 | Oras 158725 Installation nut | pcs | 1,60 | Hot water supplies | 140
486625 | 6420358 | Oras 158697 Tightening plate | pcs | 11,17 | Hot water supplies | 140
486575 | 6420259 | Oras 158729/10 Bearing ring | pcs | 10,76 | Hot water supplies | 140
432205 |  | Pipe bend support for 12-18 mm pipes | pcs | 2,32 | Hot water supplies | 86
432210 |  | Pipe bend support for 20 mm pipe | pcs | 2,68 | Hot water supplies | 86
432215 |  | Pipe bend support for 32-34 mm pipes (fits 28 mm) | pcs | 7,67 | Hot water supplies | 86
432220 |  | Pipe bend support for 25 mm pipe | pcs | 2,94 | Hot water supplies | 86
486580 | 6420263 | Oras 158735 X-sealing package | pcs | 8,94 | Hot water supplies | 140
486500 | 6420107 | Oras 109500/10 fiber sealing ring DN20 | pcs | 6,12 | Hot water supplies | 140
486670 | 6421201 | Oras 109390 Control valve | pcs | 24,99 | Hot water supplies | 140
486740 | 6421916 | Oras 063071 Key 10mm Osypost | pcs | 24,94 | Hot water supplies | 140
486745 | 6422179 | Oras filter seal pair G3/178375V | pcs | 5,71 | Hot water supplies | 140
486665 | 6421004 | Oras 178780V Adjustment part | pcs | 54,60 | Hot water supplies | 140
486650 | 6420426 | Oras 239585 Wing handle | pcs | 4,52 | Hot water supplies | 140
486630 | 6420359 | Oras 158893 Extension screw set | pcs | 10,80 | Hot water supplies | 140
486610 | 6420345 | Flow pipe 159993 210 NAT/CLAS | pcs | 63,78 | Hot water supplies | 140
486720 | 6421853 | Oras maintenance kit, complete 418995 'Osydelux' | pcs | 50,91 | Hot water supplies | 140
486730 | 6421873 | Oras 438126 Key for water post valve | pcs | 6,53 | Hot water supplies | 140
486865 | 6420206 | Oras wing handle with screws 158206V | pcs | 6,12 | Hot water supplies | 140
486645 | 6420422 | Oras 158684 Cartridge holder pkv | pcs | 55,26 | Hot water supplies | 140
486705 | 6421583 | Oras switch complete, chrome 209695 | pcs | 25,50 | Hot water supplies | 140
486885 | 6422064 | Oras filter seal pair G3/198292/2 | pcs | 6,36 | Hot water supplies | 140
480520 | 6470462 | GB Maintenance package Nautic 2007- | pcs | 58,67 | Hot water supplies | 248
480525 | 6478511 | GB Maintenance package Ecotemp | pcs | 33,22 | Hot water supplies | 248
486725 | 6421868 | Oras 438092 Inner frame DN15 | pcs | 48,52 | Hot water supplies | 140
486735 | 6421874 | Oras 438281 Plate complete DN15 | pcs | 6,89 | Hot water supplies | 140
440420 | 3285118 | Conduit clip fischer 28mm 8mm mounting hole 50/pac | pcs | 1,00 | Hot water supplies | 215 | 4048962348675
424440 | 2011174 | ROTH MultiPex® PiP 15 mm, 60 m Blue | m | 3,66 | Roth MultiPex | 293 | 4044599031720
424442 | 2011173 | ROTH MultiPex® PiP 15 mm, 60 m Red | m | 3,66 | Roth MultiPex | 293 | 4044599031737
424444 | 2011322 | MultiPex® PiP 15x2,5 mm 60 m | m | 3,66 | Roth MultiPex | 293 | 4044599030198
424446 | 2011332 | MultiPex® PiP 18x2,5 mm 60 m | m | 5,87 | Roth MultiPex | 293 | 4044599030310
424448 | 2011342 | MultiPex® PiP 22x3,0 mm 60 m | m | 7,57 | Roth MultiPex | 293 | 4044599030402
424450 | 2011352 | MultiPex® PiP 28x4,0 mm 60 m | m | 15,35 | Roth MultiPex | 293 | 5702000091518
424452 | 2011362 | MultiPex® PiP 32x4,4 mm 60 m | m | 23,38 | Roth MultiPex | 293 | 5702000091464
424454 | 2011522 | ROTH MultiPex® PIP-iso 15 x 2,5 mm | m | 12,26 | Roth MultiPex | 293 | 4044599030211
424456 | 2011532 | ROTH MultiPex® PiP-iso 18 x 2,5mm 60m | m | 13,80 | Roth MultiPex | 293 | 4044599030327
424458 | 2011542 | ROTH MultiPex® PiP-iso 22 x 3,0mm 60m | m | 23,28 | Roth MultiPex | 293 | 4044599030419
424460 | 2011553 | ROTH MultiPex® PiP-iso 28 x 4,0mm 60m | m | 28,58 | Roth MultiPex | 293 | 5702000091532
424462 | 2011563 | ROTH MultiPex® PiP-iso 32 x 4,4mm 60m | m | 34,09 | Roth MultiPex | 293 | 5702000091570
424463 | 2011164 | MultiPex® PiP iso-X heat 15 x 2,5mm 60 m | m | 39,66 | Roth MultiPex | 293 | 5702000112015
424465 | 2016376 | Tap angle box Roth TT QuickBox® 15mm for plaster w | pcs | 27,50 | Roth MultiPex | 293 | 5702000092690
424466 | 2016377 | ROTH QuickBox for drywall 18 mm TT | pcs | 28,50 | Roth MultiPex | 293 | 5702000123691
424935 | 2016148 | Roth Manifold TT 1 x 15 mm | pcs | 33,84 | Roth MultiPex | 293 | 5022050166135
424937 | 2016154 | ROTH Manifold TT 1 x 1 out x 15 mm, in-c | pcs | 35,48 | Roth MultiPex | 293 | 5702000112329
424940 | 2016150 | Roth Manifold TT 2 x 15 mm | pcs | 39,04 | Roth MultiPex | 293 | 5022050165787
424942 | 2016152 | Roth Manifold TT 2 x 2 x 15 mm | pcs | 67,57 | Roth MultiPex | 293 | 5022050166708
424945 | 2016151 | Roth Manifold TT 3 x 15 mm | pcs | 55,93 | Roth MultiPex | 293 | 5022050166494
424950 | 2016149 | Roth Manifold TT 1 x 18 mm | pcs | 36,93 | Roth MultiPex | 293 | 5022050166371
425090 | 2016360 | Push-fit ball valve Roth TT 15mm | pcs | 36,67 | Roth MultiPex | 293 | 5708537380101
425100 | 2016358 | Push-fit ball valve Roth TT 15x10mm | pcs | 32,75 | Roth MultiPex | 293 | 5708537398540
425093 | 2016361 | Push-fit ball valve Roth TT 18mm | pcs | 42,49 | Roth MultiPex | 293 | 5708537387179
425095 | 2016365 | Push-fit ball valve Roth TT 22mm | pcs | 52,68 | Roth MultiPex | 293 | 5708537380095
425105 | 2016347 | ROTH Liner 15 x 2,5 mm TT | pcs | 2,25 | Roth MultiPex | 293 | 5702000099620
425110 | 2016348 | Roth Liner 18 x 2,5 mm TT | pcs | 2,35 | Roth MultiPex | 293 | 5702000099712
425115 | 2016349 | Roth Liner 22 x 3,0 mm TT | pcs | 3,15 | Roth MultiPex | 293 | 5702000099576
425120 | 2016350 | Roth Liner 28 x 4,0 mm TT | pcs | 3,35 | Roth MultiPex | 293 | 5702000090900
424900 | 2016392 | "Straight fitting 1/2"" x 3/4"" O.T w. ball" | pcs | 24,36 | Roth MultiPex | 293 | 5702000089065
425180 | 2016506 | Roth Box mill drill | pcs | 57,73 | Roth MultiPex | 293 | 5702000093147
424472 | 2016379 | Roth QuickBox Fitting fix, double c/c150 | pcs | 7,21 | Roth MultiPex | 293 | 5702000092850
424905 | 2016812 | "Straight fit 1/2""x3/4"" O.T w.ball black" | pcs | 24,36 | Roth MultiPex | 293 | 5702000152523
424925 | 2016816 | "Angle fitting 1/2"" x 10 mm w. ball black" | pcs | 20,50 | Roth MultiPex | 293 | 5702000152561
424930 | 2016814 | "Angle fittting 1/2"" x 12 mm w.ball black" | pcs | 20,50 | Roth MultiPex | 293 | 5702000152547
424910 | 2016398 | "Angle fitting 1/2"" x 10 mm w. ball" | pcs | 20,50 | Roth MultiPex | 293 | 5702000089072
424915 | 2016415 | "Angle fitting 1/2"" x 3/8"" w. ball" | pcs | 19,98 | Roth MultiPex | 293 | 5702000108940
424920 | 2016405 | "Angle fittting 1/2"" x 12 mm w. ball" | pcs | 20,50 | Roth MultiPex | 293 | 5702000107486
425140 | 2016465 | Roth Fixing Clamps 25 mm, w-screw | pkg | 110,55 | Roth MultiPex | 293 | 5702000113524
425145 | 2016466 | ROTH Fixing Clamps 28 mm, w-screw | pkg | 117,05 | Roth MultiPex | 293 | 5702000113531
425150 | 2016467 | Roth Fixing Clamps | pkg | 143,00 | Roth MultiPex | 293 | 5702000113548
425155 | 2016462 | Roth Pipe Hook 100 mm, single | pkg | 45,00 | Roth MultiPex | 293 | 5702000099293
425160 | 2016463 | Roth Pipe Hook 60 mm, double | pkg | 47,50 | Roth MultiPex | 293 | 5702000099408
425185 | 2016534 | Roth TT Dismantling Tool 15 mm | pcs | 10,25 | Roth MultiPex | 293 | 5702000125343
425190 | 2016536 | Roth TT Dismantling Tool 22 mm | pcs | 11,38 | Roth MultiPex | 293 | 5702000125367
424931 | 2011208 | "Washmachine tap valve 1/2"" x 3/4"" crome" | pcs | 25,75 | Roth MultiPex | 293 | 5702000155753
425170 | 2016503 | Roth MultiPex Tool Pliers | pcs | 28,33 | Roth MultiPex | 295 | 5702000088860
424468 | 2016406 | Roth QuickBox fitting fix, f,wall c/c150 | pcs | 26,32 | Roth MultiPex | 293 | 5702000107868
424470 | 2016391 | Roth QuickBox extension pipe | pcs | 4,74 | Roth MultiPex | 293 | 5702000105789
425175 | 2016554 | Roth TT Grat tool f, CU 10-28 mm, TT | pcs | 43,88 | Roth MultiPex | 293 | 5702000109336
425125 | 2016474 | Roth Assembly joint 25mm, PiP | pcs | 19,95 | Roth MultiPex | 293 | 5702000089119
425130 | 2016475 | Roth Assembly joint 28mm, PiP | pcs | 21,50 | Roth MultiPex | 293 | 5702000089126
425135 | 2016476 | Roth Assembly joint 34mm, PiP | pcs | 21,50 | Roth MultiPex | 293 | 5702000089133
425121 | 2016400 | Roset Ø75mm, low with foam | pcs | 4,75 | Roth MultiPex | 293 | 5702000105635
425122 | 2016411 | Rosette(Ø80mm with foam) | pcs | 4,75 | Roth MultiPex | 293 | 5702000108643
425123 | 2016425 | "Rosette 3/4"" (Ø80mm with plastic ring)" | pcs | 4,75 | Roth MultiPex | 293 | 5702000109855
424473 | 2011166 | Heating cable accessory kit Roth MultiPex® | pcs | 56,34 | Roth MultiPex | 293 | 5702000112169
424474 | 2070575 | Freeze protection thermostat Roth MultiPex® | pcs | 112,37 | Roth MultiPex | 293 | 5702000113647
424932 | 2011209 | "Washmachine tap valve 1/2"" x 3/4"" black" | pcs | 25,75 | Roth MultiPex | 293 | 5702000155760
425137 | 2016443 | Roth Multi wall bracket | pcs | 8,50 | Roth MultiPex | 293 | 5702000092713
424952 | 2016291 | Push-fit elbow Roth TT 12mm | pcs | 11,38 | Roth MultiPex | 293 | 5702000124933
424953 | 2016292 | Push-fit elbow Roth TT 15mm | pcs | 10,92 | Roth MultiPex | 293 | 5022050005250
424954 | 2016293 | Push-fit elbow Roth TT 18mm | pcs | 14,52 | Roth MultiPex | 293 | 5022050005519
424955 | 2016294 | Push-fit elbow Roth TT 22mm | pcs | 17,56 | Roth MultiPex | 293 | 5702000124964
424965 | 2016430 | Roth Elbow 22 x 15 mm TT | pcs | 9,37 | Roth MultiPex | 293 | 5702000111087
424966 | 2016431 | Push-fit elbow Roth TT 22x18mm | pcs | 11,12 | Roth MultiPex | 293 | 5702000111094
424993 | 2016351 | Push-fit cap Roth TT 12mm | pcs | 5,61 | Roth MultiPex | 293 | 5022050008688
424994 | 2016352 | Push-fit cap Roth TT 15mm | pcs | 9,63 | Roth MultiPex | 293 | 5022050008718
424996 | 2016353 | Push-fit cap Roth TT 18mm | pcs | 9,89 | Roth MultiPex | 293 | 5022050008749
424995 | 2016354 | Roth End Cap 22 mm, TT | pcs | 10,40 | Roth MultiPex | 293 | 5702000125329
424990 | 2016336 | Roth Reduction 22 x 15 mm, TT | pcs | 7,52 | Roth MultiPex | 293 | 5702000105673
424991 | 2016337 | Push-fit reducer Roth TT 22x18mm | pcs | 9,17 | Roth MultiPex | 293 | 5022050003805
424992 | 2016260 | Push-fit reducer Roth TT 28x22mm | pcs | 15,86 | Roth MultiPex | 293 | 5702000108605
424983 | 2016272 | "Push-fit straight Roth TT 12mm x 1/2"" internal t | pcs | 11,18 | Roth MultiPex | 293 | 5702000125237
424984 | 2016277 | "Push-fit straight Roth TT 18mm x 3/4"" internal t | pcs | 14,37 | Roth MultiPex | 293 | 5022050001436
424985 | 2016276 | "Roth Transition Muf"" 22 x ¾”, TT" | pcs | 15,55 | Roth MultiPex | 293 | 5702000125213
424986 | 2016782 | "Push-fit straight Roth TT 22mm x 1"" internal thr | pcs | 18,85 | Roth MultiPex | 293 | 5022050001467
424987 | 2016278 | "Push-fit straight Roth TT 28mm x 1"" internal thr | pcs | 28,63 | Roth MultiPex | 293 | 5022050001481
424976 | 2016282 | "Push-fit straight Roth TT 12mm x 1/2"" external t | pcs | 11,12 | Roth MultiPex | 293 | 5702000125169
424977 | 2016283 | "Roth Transition Nip"" 15 x ½”, TT" | pcs | 11,48 | Roth MultiPex | 293 | 5702000125138
424978 | 2016285 | "Push-fit straight Roth TT 15mm x 3/8"" external t | pcs | 9,84 | Roth MultiPex | 293 | 5022050001757
424979 | 2016287 | "Push-fit straight Roth TT 18mm x 3/4"" external t | pcs | 14,06 | Roth MultiPex | 293 | 5022050002112
424980 | 2016286 | "Roth Transition Nip"" 22 x ¾”, TT" | pcs | 15,55 | Roth MultiPex | 293 | 5702000125145
424981 | 2016290 | "Push-fit straight Roth TT 22mm x 1"" external thr | pcs | 19,00 | Roth MultiPex | 293 | 5022050002143
424982 | 2016288 | "Push-fit straight Roth TT 28mm x 1"" external thr | pcs | 28,63 | Roth MultiPex | 293 | 5022050002150
424972 | 2016251 | Push-fit straight Roth TT 12mm | pcs | 8,81 | Roth MultiPex | 293 | 5702000125268
424973 | 2016252 | Push-fit straight Roth TT 15mm | pcs | 8,91 | Roth MultiPex | 293 | 5022050000545
424974 | 2016253 | Push-fit straight Roth TT 18mm | pcs | 11,48 | Roth MultiPex | 293 | 5022050000798
424975 | 2016259 | Roth Union falt 22 mm TT | pcs | 11,74 | Roth MultiPex | 293 | 5702000107103
424870 | 2016330 | Push-fit T-branch Roth TT 15mm | pcs | 12,77 | Roth MultiPex | 293 | 5702000108612
424875 | 2016325 | Push-fit T-branch Roth TT 22mm | pcs | 25,44 | Roth MultiPex | 293 | 5022050008121
424880 | 2016499 | Push-fit T-branch Roth TT 18x22x22mm | pcs | 24,82 | Roth MultiPex | 293 | 5702000110783
424885 | 2016740 | Push-fit T-branch Roth TT 28x22x28mm | pcs | 32,91 | Roth MultiPex | 293 | 5022050008350
424890 | 2016507 | "Push-fit T-branch Roth TT 22mm x 1/2"" internal t | pcs | 25,44 | Roth MultiPex | 293 | 5702000112923
424893 | 2016508 | "Push-fit T-branch Roth TT 22mm x 3/4"" internal t | pcs | 25,44 | Roth MultiPex | 293 | 5702000112954
424896 | 2016313 | "Push-fit elbow Roth TT 15mm x 1/2"" external thre | pcs | 9,94 | Roth MultiPex | 293 | 5022050007360
424897 | 2016315 | "Push-fit elbow Roth TT 18mm x 3/4"" external thre | pcs | 12,36 | Roth MultiPex | 293 | 5022050007391
424898 | 2016316 | "Push-fit elbow Roth TT 22mm x 3/4"" external thre | pcs | 12,88 | Roth MultiPex | 293 | 5022050007407
424899 | 2016318 | "Push-fit elbow Roth TT 28mm x 1"" external thread | pcs | 16,02 | Roth MultiPex | 293 | 5022050007414
424958 | 2016327 | Push-fit elbow Roth TT 15mm internal/external | pcs | 8,96 | Roth MultiPex | 293 | 5022050004871
424962 | 2011201 | TT Elbow 15mm female x 22mm spigot end | pcs | 13,60 | Roth MultiPex | 293 | 5702000141008
424959 | 2016328 | Push-fit elbow Roth TT 18mm internal/external | pcs | 12,21 | Roth MultiPex | 293 | 5022050004901
424960 | 2016329 | Push-fit elbow Roth TT 22mm internal/external | pcs | 14,32 | Roth MultiPex | 293 | 5022050004987
424967 | 2016303 | "Push-fit elbow Roth TT 15mm x 1/2"" internal thre | pcs | 10,30 | Roth MultiPex | 293 | 5022050007513
424968 | 2016305 | "Push-fit elbow Roth TT 18mm x 3/4"" internal thre | pcs | 10,66 | Roth MultiPex | 293 | 5022050007551
424969 | 2016306 | "Push-fit elbow Roth TT 22mm x 3/4"" internal thre | pcs | 13,08 | Roth MultiPex | 293 | 5022050007698
425083 | 2016190 | Push-fit plug Roth TT 15mm | pcs | 7,98 | Roth MultiPex | 293 | 5702000099545
425084 | 2016416 | Push-fit plug Roth TT 18mm | pcs | 8,50 | Roth MultiPex | 293 | 5702000109008
425085 | 2016189 | Roth End fit, 22 mm TT | pcs | 8,91 | Roth MultiPex | 293 | 5022050163974
425103 | 2016298 | "Water meter coupling Roth elbow 22x3/4"" TT swive | pcs | 27,60 | Roth MultiPex | 293 | 5022050343697
425101 | 2016297 | "Roth Connector TT 22 x ¾"" coupl, str" | pcs | 18,23 | Roth MultiPex | 293 | 5702000107929
424434 | 2011324 | MultiPex® pipe Roth 15x2.5/25 SP white, 180m | m | 3,66 | Roth MultiPex | 293 | 4044599030204
424436 | 2011171 | MultiPex® pipe Roth 15x2.5/25 SP red, 180m | m | 3,66 | Roth MultiPex | 293 | 4044599031690
424438 | 2011172 | MultiPex® pipe Roth 15x2.5/25 SP blue, 180m | m | 3,66 | Roth MultiPex | 293 | 4044599031706
425161 | 2016513 | EXCHANGE JOINT ROTH TO 15mm PEX-PIPE | pcs | 65,00 | Roth MultiPex | 293 | 5702000094687
424480 | 2016792 | ROTH Watermeter coupler/valve, str | pcs | 32,75 | Roth MultiPex | 293 | 5708537577969
424485 | 2016793 | Roth Watermeter coupler/valve, elbow | pcs | 54,90 | Roth MultiPex | 293 | 5708537577952
424866 | 2011176 | "1/2""nip x 3/8""- 3/4"" T-valve /checkvalve" | pcs | 22,97 | Roth MultiPex | 293 | 5702000138558
417095 | 1548142 | 12 Elbow Sanha®-Press 6040 45° Press fitting | pcs | 4,97 | Press fitting parts, Copper | 73
417100 | 1548143 | 15 Elbow Sanha®-Press 6040 45° Press fitting | pcs | 4,85 | Press fitting parts, Copper | 73
417105 | 1548144 | 18 Elbow Sanha®-Press 6040 45° Press fitting | pcs | 5,96 | Press fitting parts, Copper | 73
417110 | 1548145 | 22 Elbow Sanha®-Press 6040 45° Press fitting | pcs | 6,87 | Press fitting parts, Copper | 73 | 4021343128141
417115 | 1548146 | 28 Elbow Sanha®-Press 6040 45° Press fitting | pcs | 23,09 | Press fitting parts, Copper | 73
417120 | 1548147 | 35 Elbow Sanha®-Press 6040 45° Press fitting | pcs | 33,21 | Press fitting parts, Copper | 73
417125 | 1548148 | 42 Elbow Sanha®-Press 6040 45° Press fitting | pcs | 51,83 | Press fitting parts, Copper | 73
417130 | 1548149 | 54 Elbow Sanha®-Press 6040 45° Press fitting | pcs | 76,75 | Press fitting parts, Copper | 73
417135 | 1548162 | 12 Elbow Sanha®-Press 6041 45° Press fitting | pcs | 6,03 | Press fitting parts, Copper | 73
417140 | 1548163 | 15 Elbow Sanha®-Press 6041 45° Press fitting | pcs | 5,74 | Press fitting parts, Copper | 73
417145 | 1548164 | 18 Elbow Sanha®-Press 6041 45° Press fitting | pcs | 5,88 | Press fitting parts, Copper | 73
417150 | 1548165 | 22 Elbow Sanha®-Press 6041 45° Press fitting | pcs | 7,44 | Press fitting parts, Copper | 73
417155 | 1548166 | 28 Elbow Sanha®-Press 6041 45° Press fitting | pcs | 23,72 | Press fitting parts, Copper | 73
417160 | 1548167 | 35 Elbow Sanha®-Press 6041 45° Press fitting | pcs | 34,27 | Press fitting parts, Copper | 73
417165 | 1548168 | 42 Elbow Sanha®-Press 6041 45° Press fitting | pcs | 55,85 | Press fitting parts, Copper | 73
417170 | 1548169 | 54 Elbow Sanha®-Press 6041 45° Press fitting | pcs | 77,89 | Press fitting parts, Copper | 73
417015 | 1548102 | 12 Elbow Sanha®-Press 6001a 90° Press fitting | pcs | 5,52 | Press fitting parts, Copper | 73 | 4021343127953
417020 | 1548103 | 15 Elbow Sanha®-Press 6001a 90° Press fitting | pcs | 4,97 | Press fitting parts, Copper | 73
417025 | 1548104 | 18 Elbow Sanha®-Press 6001a 90° Press fitting | pcs | 6,59 | Press fitting parts, Copper | 73
417030 | 1548105 | 22 Elbow Sanha®-Press 6001a 90° Press fitting | pcs | 8,61 | Press fitting parts, Copper | 73
417035 | 1548106 | 28 Elbow Sanha®-Press 6001a 90° Press fitting | pcs | 19,90 | Press fitting parts, Copper | 73 | 4021343127991
417040 | 1548107 | 35 Elbow Sanha®-Press 6001a 90° Press fitting | pcs | 35,93 | Press fitting parts, Copper | 73
417045 | 1548108 | 42 Elbow Sanha®-Press 6001a 90° Press fitting | pcs | 70,66 | Press fitting parts, Copper | 73
417050 | 1548109 | 54 Elbow Sanha®-Press 6001a 90° Press fitting | pcs | 96,28 | Press fitting parts, Copper | 73
417055 | 1548122 | 12 Elbow Sanha®-Press 6002A 90° Press fitting | pcs | 5,52 | Press fitting parts, Copper | 73
417060 | 1548123 | 15 Elbow Sanha®-Press 6002A 90° Press fitting | pcs | 5,17 | Press fitting parts, Copper | 73
417065 | 1548124 | 18 Elbow Sanha®-Press 6002A 90° Press fitting | pcs | 6,79 | Press fitting parts, Copper | 73
417070 | 1548125 | 22 Elbow Sanha®-Press 6002A 90° Press fitting | pcs | 8,79 | Press fitting parts, Copper | 73
417075 | 1548126 | 28 Elbow Sanha®-Press 6002A 90° Press fitting | pcs | 17,49 | Press fitting parts, Copper | 73
417080 | 1548127 | 35 Elbow Sanha®-Press 6002A 90° Press fitting | pcs | 35,34 | Press fitting parts, Copper | 73
417085 | 1548128 | 42 Elbow Sanha®-Press 6002A 90° Press fitting | pcs | 67,68 | Press fitting parts, Copper | 73
417090 | 1548129 | 54 Elbow Sanha®-Press 6002A 90° Press fitting | pcs | 93,53 | Press fitting parts, Copper | 73
417580 | 1548432 | 12x3/8 Copper press elbow 90º with F. thread 8090g | pcs | 24,15 | Press fitting parts, Copper | 73 | 4021343139970
417585 | 1548433 | 12x1/2 Copper press elbow 90º with F. thread 8090g | pcs | 24,63 | Press fitting parts, Copper | 73 | 4021343139987
417590 | 1548434 | 15x3/8 Copper press elbow 90º with F. thread 8090g | pcs | 37,52 | Press fitting parts, Copper | 73
417595 | 1548435 | 15x1/2 Copper press elbow 90º with F. thread 8090g | pcs | 16,13 | Press fitting parts, Copper | 73
417600 | 1548438 | 18x3/4 Copper press elbow 90º with F. thread 8090g | pcs | 39,63 | Press fitting parts, Copper | 73 | 4021343140037
417605 | 1548439 | 22x1/2 Copper press elbow 90º with F. thread 8090g | pcs | 41,91 | Press fitting parts, Copper | 73
417610 | 1548440 | 22x3/4 Copper press elbow 90º with F. thread 8090g | pcs | 25,28 | Press fitting parts, Copper | 73
417615 | 1548442 | 28x1 Copper press elbow 90º with F. thread 8090g | pcs | 44,62 | Press fitting parts, Copper | 73
417625 | 1548444 | 42x1 1/2 Copper press elbow 90º w. F. thread 8090g | pcs | 102,81 | Press fitting parts, Copper | 73 | 4021343140099
417630 | 1548445 | 54x2 Copper press elbow 90º with F. thread 8090g | pcs | 162,85 | Press fitting parts, Copper | 73 | 4021343140105
417635 | 1548462 | 12x3/8 Copper press elbow 90º with M. thread 8092g | pcs | 25,62 | Press fitting parts, Copper | 73 | 4021343140747
417640 | 1548463 | 12x1/2 Copper press elbow 90º with M. thread 8092g | pcs | 26,21 | Press fitting parts, Copper | 73
417645 | 1548464 | 15x3/8 Copper press elbow 90º with M. thread 8092g | pcs | 47,73 | Press fitting parts, Copper | 73 | 4021343140761
417650 | 1548465 | 15x1/2 Copper press elbow 90º with M. thread 8092g | pcs | 25,78 | Press fitting parts, Copper | 73
417655 | 1548467 | 18x1/2 Copper press elbow 90º with M. thread 8092g | pcs | 39,85 | Press fitting parts, Copper | 73
417660 | 1548468 | 18x3/4 Copper press elbow 90º with M. thread 8092g | pcs | 39,95 | Press fitting parts, Copper | 73
417665 | 1548470 | 22x3/4 Copper press elbow 90º with M. thread 8092g | pcs | 41,79 | Press fitting parts, Copper | 73
417670 | 1548472 | 28x1 Copper press elbow 90º with M. thread 8092g | pcs | 62,32 | Press fitting parts, Copper | 73
417675 | 1548473 | 35x1 1/4 Copper press elbow 90º w. M. thread 8092g | pcs | 82,86 | Press fitting parts, Copper | 73 | 4021343140839
417680 | 1548474 | 42x1 1/2 Copper press elbow 90º w. M. thread 8092g | pcs | 113,42 | Press fitting parts, Copper | 73 | 4021343140846
417685 | 1548475 | 54x2 Copper press elbow 90º with M. thread 8092g | pcs | 162,14 | Press fitting parts, Copper | 73 | 4021343140853
417380 | 1548302 | 15x12 Reducing coupling Sanha®-Press 6240 | pcs | 18,84 | Press fitting parts, Copper | 73
417385 | 1548304 | 18x15 Reducing coupling Sanha®-Press 6240 | pcs | 19,97 | Press fitting parts, Copper | 73
417390 | 1548332 | 15x12 Copper press reducer 6243 | pcs | 4,32 | Press fitting parts, Copper | 73 | 4021343128981
417395 | 1548333 | 18x12 Copper press reducer 6243 | pcs | 6,79 | Press fitting parts, Copper | 73
417400 | 1548334 | 18x15 Copper press reducer 6243 | pcs | 4,39 | Press fitting parts, Copper | 73
417405 | 1548335 | 22x15 Copper press reducer 6243 | pcs | 5,17 | Press fitting parts, Copper | 73
417410 | 1548336 | 22x18 Copper press reducer 6243 | pcs | 5,24 | Press fitting parts, Copper | 73
417415 | 1548337 | 28x15 Copper press reducer 6243 | pcs | 13,53 | Press fitting parts, Copper | 73
417420 | 1548338 | 28x18 Copper press reducer 6243 | pcs | 13,87 | Press fitting parts, Copper | 73
417425 | 1548339 | 28x22 Copper press reducer 6243 | pcs | 14,21 | Press fitting parts, Copper | 73 | 4021343129056
417430 | 1548340 | 35x22 Copper press reducer 6243 | pcs | 16,67 | Press fitting parts, Copper | 73
417435 | 1548341 | 35x28 Copper press reducer 6243 | pcs | 18,27 | Press fitting parts, Copper | 73
417440 | 1548342 | 42x22 Copper press reducer 6243 | pcs | 28,61 | Press fitting parts, Copper | 73
417445 | 1548343 | 42x28 Copper press reducer 6243 | pcs | 28,03 | Press fitting parts, Copper | 73
417450 | 1548344 | 42x35 Copper press reducer 6243 | pcs | 27,48 | Press fitting parts, Copper | 73
417455 | 1548345 | 54x35 Copper press reducer 6243 | pcs | 38,31 | Press fitting parts, Copper | 73
417460 | 1548346 | 54x42 Copper press reducer 6243 | pcs | 36,39 | Press fitting parts, Copper | 73
417175 | 1548202 | 12x12x12 Tee Sanha®-Press 6130 Press fitting | pcs | 8,08 | Press fitting parts, Copper | 73
417215 | 1548222 | 12x15x12 Tee Sanha®-Press 6130 Press fitting | pcs | 24,78 | Press fitting parts, Copper | 73
417220 | 1548223 | 15x12x12 Tee Sanha®-Press 6130 Press fitting | pcs | 18,27 | Press fitting parts, Copper | 73
417225 | 1548224 | 15x12x15 Tee Sanha®-Press 6130 Press fitting | pcs | 9,21 | Press fitting parts, Copper | 73
417230 | 1548225 | 15x15x12 Tee Sanha®-Press 6130 Press fitting | pcs | 18,70 | Press fitting parts, Copper | 73
417180 | 1548203 | 15x15x15 Tee Sanha®-Press 6130 Press fitting | pcs | 7,97 | Press fitting parts, Copper | 73
417235 | 1548229 | 18x12x15 Tee Sanha®-Press 6130 Press fitting | pcs | 24,49 | Press fitting parts, Copper | 73
417240 | 1548230 | 18x12x18 Tee Sanha®-Press 6130 Press fitting | pcs | 14,24 | Press fitting parts, Copper | 73 | 4021343128455
417245 | 1548231 | 18x15x15 Tee Sanha®-Press 6130 Press fitting | pcs | 19,21 | Press fitting parts, Copper | 73 | 4021343128462
417250 | 1548232 | 18x15x18 Tee Sanha®-Press 6130 Press fitting | pcs | 9,85 | Press fitting parts, Copper | 73 | 4021343128479
417185 | 1548204 | 18x18x18 Tee Sanha®-Press 6130 Press fitting | pcs | 10,74 | Press fitting parts, Copper | 73 | 4021343128431
417255 | 1548235 | 22x12x22 Tee Sanha®-Press 6130 Press fitting | pcs | 16,71 | Press fitting parts, Copper | 73
417260 | 1548236 | 22x15x15 Tee Sanha®-Press 6130 Press fitting | pcs | 22,10 | Press fitting parts, Copper | 73
417265 | 1548238 | 22x15x22 Tee Sanha®-Press 6130 Press fitting | pcs | 11,69 | Press fitting parts, Copper | 73 | 4021343128530
417270 | 1548240 | 22x18x18 Tee Sanha®-Press 6130 Press fitting | pcs | 23,28 | Press fitting parts, Copper | 73
417275 | 1548241 | 22x18x22 Tee Sanha®-Press 6130 Press fitting | pcs | 15,14 | Press fitting parts, Copper | 73
417280 | 1548242 | 22x22x15 Tee Sanha®-Press 6130 Press fitting | pcs | 22,52 | Press fitting parts, Copper | 73
417190 | 1548205 | 22x22x22 Tee Sanha®-Press 6130 Press fitting | pcs | 13,87 | Press fitting parts, Copper | 73
417285 | 1548246 | 28x15x28 Tee Sanha®-Press 6130 Press fitting | pcs | 28,61 | Press fitting parts, Copper | 73
417290 | 1548248 | 28x18x22 Tee Sanha®-Press 6130 Press fitting | pcs | 45,88 | Press fitting parts, Copper | 73
417295 | 1548249 | 28x18x28 Tee Sanha®-Press 6130 Press fitting | pcs | 39,59 | Press fitting parts, Copper | 73
417300 | 1548251 | 28x22x28 Tee Sanha®-Press 6130 Press fitting | pcs | 28,61 | Press fitting parts, Copper | 73
417305 | 1548253 | 28x28x18 Tee Sanha®-Press 6130 Press fitting | pcs | 48,01 | Press fitting parts, Copper | 73
417195 | 1548206 | 28x28x28 Tee Sanha®-Press 6130 Press fitting | pcs | 25,14 | Press fitting parts, Copper | 73
417310 | 1548256 | 35x15x35 Tee Sanha®-Press 6130 Press fitting | pcs | 42,28 | Press fitting parts, Copper | 73
417315 | 1548257 | 35x18x35 Tee Sanha®-Press 6130 Press fitting | pcs | 45,02 | Press fitting parts, Copper | 73
417320 | 1548259 | 35x22x28 Tee Sanha®-Press 6130 Press fitting | pcs | 63,78 | Press fitting parts, Copper | 73
417325 | 1548260 | 35x22x35 Tee Sanha®-Press 6130 Press fitting | pcs | 38,86 | Press fitting parts, Copper | 73
417330 | 1548262 | 35x28x35 Tee Sanha®-Press 6130 Press fitting | pcs | 40,85 | Press fitting parts, Copper | 73
417335 | 1548264 | 35x35x22 Tee Sanha®-Press 6130 Press fitting | pcs | 63,78 | Press fitting parts, Copper | 73
417200 | 1548207 | 35x35x35 Tee Sanha®-Press 6130 Press fitting | pcs | 42,62 | Press fitting parts, Copper | 73
417340 | 1548265 | 42x22x42 Tee Sanha®-Press 6130 Press fitting | pcs | 74,91 | Press fitting parts, Copper | 73
417345 | 1548266 | 42x28x42 Tee Sanha®-Press 6130 Press fitting | pcs | 75,47 | Press fitting parts, Copper | 73
417350 | 1548267 | 42x35x35 Tee Sanha®-Press 6130 Press fitting | pcs | 92,75 | Press fitting parts, Copper | 73
417355 | 1548268 | 42x35x42 Tee Sanha®-Press 6130 Press fitting | pcs | 78,02 | Press fitting parts, Copper | 73
417205 | 1548208 | 42x42x42 Tee Sanha®-Press 6130 Press fitting | pcs | 82,70 | Press fitting parts, Copper | 73
417360 | 1548269 | 54x22x54 Tee Sanha®-Press 6130 Press fitting | pcs | 116,74 | Press fitting parts, Copper | 73
417365 | 1548270 | 54x28x54 Tee Sanha®-Press 6130 Press fitting | pcs | 120,50 | Press fitting parts, Copper | 73
417370 | 1548271 | 54x35x54 Tee Sanha®-Press 6130 Press fitting | pcs | 125,05 | Press fitting parts, Copper | 73
417375 | 1548272 | 54x42x54 Tee Sanha®-Press 6130 Press fitting | pcs | 94,32 | Press fitting parts, Copper | 73
417210 | 1548209 | 54x54x54 Tee Sanha®-Press 6130 Press fitting | pcs | 102,68 | Press fitting parts, Copper | 73
417690 | 1548522 | 12x1/2x12 Tee PURAPRESS® 8130G F-thread | pcs | 39,78 | Press fitting parts, Copper | 73
417695 | 1548524 | 15x1/2x15 Tee PURAPRESS® 8130G F-thread | pcs | 24,63 | Press fitting parts, Copper | 73
417700 | 1548525 | 18x1/2x18 Tee PURAPRESS® 8130G F-thread | pcs | 42,06 | Press fitting parts, Copper | 73
417705 | 1548526 | 22x1/2x22 Tee PURAPRESS® 8130G F-thread | pcs | 33,63 | Press fitting parts, Copper | 73 | 4021343140150
417710 | 1548528 | 28x1/2x28 Tee PURAPRESS® 8130G F-thread | pcs | 42,35 | Press fitting parts, Copper | 73
417715 | 1548530 | 35x1/2x35 Tee PURAPRESS® 8130G F-thread | pcs | 60,34 | Press fitting parts, Copper | 73
417720 | 1548533 | 42x1/2x42 Tee PURAPRESS® 8130G F-thread | pcs | 73,70 | Press fitting parts, Copper | 73
417725 | 1548536 | 54x1/2x54 Tee PURAPRESS® 8130G F-thread | pcs | 87,94 | Press fitting parts, Copper | 73
417465 | 1548372 | 12 Copper press coupling Sanha 6270 | pcs | 5,17 | Press fitting parts, Copper | 73
417470 | 1548373 | 15 Copper press coupling Sanha 6270 | pcs | 4,97 | Press fitting parts, Copper | 73 | 4021343129216
417475 | 1548374 | 18 Copper press coupling Sanha 6270 | pcs | 6,03 | Press fitting parts, Copper | 73
417480 | 1548375 | 22 Copper press coupling Sanha 6270 | pcs | 7,37 | Press fitting parts, Copper | 73 | 4021343129230
417485 | 1548376 | 28 Copper press coupling Sanha 6270 | pcs | 14,24 | Press fitting parts, Copper | 73 | 4021343129247
417490 | 1548377 | 35 Copper press coupling Sanha 6270 | pcs | 17,86 | Press fitting parts, Copper | 73
417495 | 1548378 | 42 Copper press coupling Sanha 6270 | pcs | 33,50 | Press fitting parts, Copper | 73
417500 | 1548379 | 54 Copper press coupling Sanha 6270 | pcs | 42,19 | Press fitting parts, Copper | 73
417505 | 1548393 | 15 Slip coupling Sanha®-Press 6270S Press fitting | pcs | 27,48 | Press fitting parts, Copper | 73
417510 | 1548394 | 18 Slip coupling Sanha®-Press 6270S Press fitting | pcs | 30,60 | Press fitting parts, Copper | 73
417515 | 1548395 | 22 Slip coupling Sanha®-Press 6270S Press fitting | pcs | 30,46 | Press fitting parts, Copper | 73 | 4021343129155
417520 | 1548396 | 28 Slip coupling Sanha®-Press 6270S Press fitting | pcs | 38,10 | Press fitting parts, Copper | 73
417525 | 1548397 | 35 Slip coupling Sanha®-Press 6270S Press fitting | pcs | 49,63 | Press fitting parts, Copper | 73
417530 | 1548398 | 42 Slip coupling Sanha®-Press 6270S Press fitting | pcs | 67,54 | Press fitting parts, Copper | 73
417535 | 1548399 | 54 Slip coupling Sanha®-Press 6270S Press fitting | pcs | 77,58 | Press fitting parts, Copper | 73
417730 | 1548552 | 12x3/8 Male adaptor PURAPRESS® 8243G | pcs | 7,44 | Press fitting parts, Copper | 73
417735 | 1548553 | 12x1/2 Male adaptor PURAPRESS® 8243G | pcs | 9,57 | Press fitting parts, Copper | 73
417740 | 1548554 | 15x3/8 Male adaptor PURAPRESS® 8243G | pcs | 8,36 | Press fitting parts, Copper | 73
417745 | 1548555 | 15x1/2 Male adaptor PURAPRESS® 8243G | pcs | 5,40 | Press fitting parts, Copper | 73
417750 | 1548556 | 15x3/4 Male adaptor PURAPRESS® 8243G | pcs | 11,19 | Press fitting parts, Copper | 73
417755 | 1548557 | 18x1/2 Male adaptor PURAPRESS® 8243G | pcs | 7,02 | Press fitting parts, Copper | 73
417760 | 1548558 | 18x3/4 Male adaptor PURAPRESS® 8243G | pcs | 8,01 | Press fitting parts, Copper | 73
417765 | 1548559 | 22x1/2 Male adaptor PURAPRESS® 8243G | pcs | 11,46 | Press fitting parts, Copper | 73
417770 | 1548560 | 22x3/4 Male adaptor PURAPRESS® 8243G | pcs | 10,35 | Press fitting parts, Copper | 73
417775 | 1548561 | 22x1 Male adaptor PURAPRESS® 8243G | pcs | 13,96 | Press fitting parts, Copper | 73
417780 | 1548562 | 28x3/4 Male adaptor PURAPRESS® 8243G | pcs | 30,88 | Press fitting parts, Copper | 73
417785 | 1548563 | 28x1 Male adaptor PURAPRESS® 8243G | pcs | 18,91 | Press fitting parts, Copper | 73
417790 | 1548564 | 28x1 1/4 Male adaptor PURAPRESS® 8243G | pcs | 38,73 | Press fitting parts, Copper | 73
417795 | 1548565 | 35x1 Male adaptor PURAPRESS® 8243G | pcs | 42,90 | Press fitting parts, Copper | 73
417800 | 1548566 | 35x1 1/4 Male adaptor PURAPRESS® 8243G | pcs | 42,62 | Press fitting parts, Copper | 73
417805 | 1548568 | 42x1 1/4 Male adaptor PURAPRESS® 8243G | pcs | 57,92 | Press fitting parts, Copper | 73
417810 | 1548569 | 42x1 1/2 Male adaptor PURAPRESS® 8243G | pcs | 59,34 | Press fitting parts, Copper | 73
417815 | 1548571 | 54x2 Male adaptor PURAPRESS® 8243G | pcs | 114,84 | Press fitting parts, Copper | 73
417820 | 1548612 | 12x3/8 Female adaptor PURAPRESS® 8270G | pcs | 6,73 | Press fitting parts, Copper | 73
417825 | 1548613 | 12x1/2 Female adaptor PURAPRESS® 8270G | pcs | 9,41 | Press fitting parts, Copper | 73
417830 | 1548614 | 15x3/8 Female adaptor PURAPRESS® 8270G | pcs | 7,28 | Press fitting parts, Copper | 73
417835 | 1548615 | 15x1/2 Female adaptor PURAPRESS® 8270G | pcs | 6,73 | Press fitting parts, Copper | 73
417840 | 1548616 | 15x3/4 Female adaptor PURAPRESS® 8270G | pcs | 14,10 | Press fitting parts, Copper | 73
417845 | 1548617 | 18x1/2 Female adaptor PURAPRESS® 8270G | pcs | 9,35 | Press fitting parts, Copper | 73
417850 | 1548618 | 18x3/4 Female adaptor PURAPRESS® 8270G | pcs | 18,12 | Press fitting parts, Copper | 73
417855 | 1548619 | 22x1/2 Female adaptor PURAPRESS® 8270G | pcs | 10,35 | Press fitting parts, Copper | 73
417860 | 1548620 | 22x3/4 Female adaptor PURAPRESS® 8270G | pcs | 11,19 | Press fitting parts, Copper | 73
417865 | 1548621 | 22x1 Female adaptor PURAPRESS® 8270G | pcs | 16,44 | Press fitting parts, Copper | 73
417870 | 1548622 | 28x3/4 Female adaptor PURAPRESS® 8270G | pcs | 36,52 | Press fitting parts, Copper | 73
417875 | 1548623 | 28x1 Female adaptor PURAPRESS® 8270G | pcs | 20,38 | Press fitting parts, Copper | 73
417880 | 1548624 | 28x1 1/4 Female adaptor PURAPRESS® 8270G | pcs | 38,65 | Press fitting parts, Copper | 73
417885 | 1548625 | 35x1 Female adaptor PURAPRESS® 8270G | pcs | 47,15 | Press fitting parts, Copper | 73
417890 | 1548626 | 35x1 1/4 Female adaptor PURAPRESS® 8270G | pcs | 47,15 | Press fitting parts, Copper | 73
417895 | 1548628 | 42x1 1/4 Female adaptor PURAPRESS® 8270G | pcs | 65,99 | Press fitting parts, Copper | 73
417900 | 1548629 | 42x1 1/2 Female adaptor PURAPRESS® 8270G | pcs | 68,04 | Press fitting parts, Copper | 73
417905 | 1548631 | 54x2 Female adaptor PURAPRESS® 8270G | pcs | 118,09 | Press fitting parts, Copper | 73
417910 | 1548732 | 12x3/8 Union PURAPRESS® 8333G M-thread | pcs | 42,19 | Press fitting parts, Copper | 73
417915 | 1548733 | 12x1/2 Union PURAPRESS® 8333G M-thread | pcs | 42,19 | Press fitting parts, Copper | 73
417920 | 1548734 | 15x1/2 Union PURAPRESS® 8333G M-thread | pcs | 38,10 | Press fitting parts, Copper | 73
417925 | 1548736 | 18x1/2 Union PURAPRESS® 8333G M-thread | pcs | 51,27 | Press fitting parts, Copper | 73
417930 | 1548737 | 18x3/4 Union PURAPRESS® 8333G M-thread | pcs | 52,88 | Press fitting parts, Copper | 73
417935 | 1548738 | 22x3/4 Union PURAPRESS® 8333G M-thread | pcs | 55,02 | Press fitting parts, Copper | 73
417940 | 1548739 | 22x1 Union PURAPRESS® 8333G M-thread | pcs | 80,01 | Press fitting parts, Copper | 73
417945 | 1548741 | 28x1 Union PURAPRESS® 8333G M-thread | pcs | 63,60 | Press fitting parts, Copper | 73
417950 | 1548742 | 35x1 1/4 Union PURAPRESS® 8333G M-thread | pcs | 95,00 | Press fitting parts, Copper | 73
417955 | 1548743 | 42x1 1/2 Union PURAPRESS® 8333G M-thread | pcs | 132,26 | Press fitting parts, Copper | 73
417960 | 1548744 | 54x2 Union PURAPRESS® 8333G M-thread | pcs | 174,54 | Press fitting parts, Copper | 73
417540 | 1548412 | 12 End cap Sanha®-Press 6301 Press fitting | pcs | 12,33 | Press fitting parts, Copper | 73
417545 | 1548413 | 15 End cap Sanha®-Press 6301 Press fitting | pcs | 12,89 | Press fitting parts, Copper | 73
417550 | 1548414 | 18 End cap Sanha®-Press 6301 Press fitting | pcs | 16,13 | Press fitting parts, Copper | 73
417555 | 1548415 | 22 End cap Sanha®-Press 6301 Press fitting | pcs | 20,46 | Press fitting parts, Copper | 73
417560 | 1548416 | 28 End cap Sanha®-Press 6301 Press fitting | pcs | 31,22 | Press fitting parts, Copper | 73
417565 | 1548417 | 35 End cap Sanha®-Press 6301 Press fitting | pcs | 35,05 | Press fitting parts, Copper | 73
417570 | 1548418 | 42 End cap Sanha®-Press 6301 Press fitting | pcs | 52,10 | Press fitting parts, Copper | 73
417575 | 1548419 | 54 End cap Sanha®-Press 6301 Press fitting | pcs | 61,45 | Press fitting parts, Copper | 73
416830 | 1543022 | 12 Elbow Sanha®-Press 16040 45° Chromed | pcs | 7,51 | Press fitting parts, Copper | 73
416835 | 1543023 | 15 Elbow Sanha®-Press 16040 45° Chromed | pcs | 7,37 | Press fitting parts, Copper | 73
416840 | 1543026 | 18 Elbow Sanha®-Press 16040 45° Chromed | pcs | 9,57 | Press fitting parts, Copper | 73
416845 | 1543032 | 12 Elbow Sanha®-Press 16041 45° Chromed | pcs | 9,07 | Press fitting parts, Copper | 73
416850 | 1543033 | 15 Elbow Sanha®-Press 16041 45° Chromed | pcs | 8,79 | Press fitting parts, Copper | 73
416855 | 1543036 | 18 Elbow Sanha®-Press 16041 45° Chromed | pcs | 11,46 | Press fitting parts, Copper | 73
416800 | 1543002 | 12 Elbow Sanha®-Press 16001A 90° Chromed | pcs | 8,21 | Press fitting parts, Copper | 73
416805 | 1543003 | 15 Elbow Sanha®-Press 16001A 90° Chromed | pcs | 7,51 | Press fitting parts, Copper | 73
416810 | 1543006 | 18 Elbow Sanha®-Press 16001A 90° Chromed | pcs | 11,82 | Press fitting parts, Copper | 73
416815 | 1543012 | 12 Elbow Sanha®-Press 16002A 90° Chromed | pcs | 8,28 | Press fitting parts, Copper | 73
416820 | 1543013 | 15 Elbow Sanha®-Press 16002A 90° Chromed | pcs | 7,95 | Press fitting parts, Copper | 73
416825 | 1543016 | 18 Elbow Sanha®-Press 16002A 90° Chromed | pcs | 10,70 | Press fitting parts, Copper | 73
416885 | 1543052 | 12*12*12 Tee Sanha®-Press 16130 Chromed | pcs | 11,13 | Press fitting parts, Copper | 73
416900 | 1543063 | 15*12*12 Tee Sanha®-Press 16130 Chromed | pcs | 22,80 | Press fitting parts, Copper | 73
416905 | 1543064 | 15*12*15 Tee Sanha®-Press 16130 Chromed | pcs | 12,67 | Press fitting parts, Copper | 73
416910 | 1543065 | 15*15*12 Tee Sanha®-Press 16130 Chromed | pcs | 23,28 | Press fitting parts, Copper | 73
416890 | 1543053 | 15*15*15 Tee Sanha®-Press 16130 Chromed | pcs | 10,84 | Press fitting parts, Copper | 73
416915 | 1543077 | 18*12*18 Tee Sanha®-Press 16130 Chromed | pcs | 24,78 | Press fitting parts, Copper | 73
416920 | 1543078 | 18*15*15 Tee Sanha®-Press 16130 Chromed | pcs | 26,77 | Press fitting parts, Copper | 73
416925 | 1543079 | 18*15*18 Tee Sanha®-Press 16130 Chromed | pcs | 30,37 | Press fitting parts, Copper | 73
416930 | 1543080 | 18*18*15 Tee Sanha®-Press 16130 Chromed | pcs | 33,08 | Press fitting parts, Copper | 73
416895 | 1543056 | 18*18*18 Tee Sanha®-Press 16130 Chromed | pcs | 20,82 | Press fitting parts, Copper | 73
416870 | 1543047 | 12 Full crossover Sanha®-Press 16085 Chromed | pcs | 39,36 | Press fitting parts, Copper | 73
416875 | 1543048 | 15 Full crossover Sanha®-Press 16085 Chromed | pcs | 44,53 | Press fitting parts, Copper | 73
416880 | 1543051 | 18 Full crossover Sanha®-Press 16085 Chromed | pcs | 42,98 | Press fitting parts, Copper | 73
416860 | 1543042 | 12 Partial crossover Sanha®-Press 16086 Chromed | pcs | 16,79 | Press fitting parts, Copper | 73
416865 | 1543043 | 15 Partial crossover Sanha®-Press 16086 Chromed | pcs | 14,66 | Press fitting parts, Copper | 73
416935 | 1543102 | 15*12 Reducing coupling Sanha®-Press 16240 Chromed | pcs | 24,01 | Press fitting parts, Copper | 73
416940 | 1543103 | 18*12 Reducing coupling Sanha®-Press 16240 Chromed | pcs | 25,57 | Press fitting parts, Copper | 73
416945 | 1543104 | 18*15 Reducing coupling Sanha®-Press 16240 Chromed | pcs | 25,62 | Press fitting parts, Copper | 73
416950 | 1543112 | 15a*12 Reducing coupling Sanha-press 16243 Chromed | pcs | 6,96 | Press fitting parts, Copper | 73
416955 | 1543113 | 18a*12 Reducing coupling Sanha-press 16243 Chromed | pcs | 9,07 | Press fitting parts, Copper | 73
416960 | 1543114 | 18a*15 Reducing coupling Sanha-press 16243 Chromed | pcs | 6,96 | Press fitting parts, Copper | 73
416965 | 1543122 | 12 Coupling Sanha®-Press 16270 Chromed | pcs | 7,95 | Press fitting parts, Copper | 73
416970 | 1543123 | 15 Coupling Sanha®-Press 16270 Chromed | pcs | 7,51 | Press fitting parts, Copper | 73
416975 | 1543130 | 18 Coupling Sanha®-Press 16270 Chromed | pcs | 9,35 | Press fitting parts, Copper | 73
416980 | 1543131 | 12*3/8 Male adaptor Sanha-press 16243G Chromed | pcs | 10,76 | Press fitting parts, Copper | 73
416985 | 1543132 | 12*1/2 Male adaptor Sanha-press 16243G Chromed | pcs | 12,95 | Press fitting parts, Copper | 73
416987 | 1543134 | 15*3/8 Male adaptor Sanha-press 16243G Chromed | pcs | 11,69 | Press fitting parts, Copper | 73 | 4021343219870
416990 | 1543135 | 15*1/2 Male adaptor Sanha-press 16243G Chromed | pcs | 8,21 | Press fitting parts, Copper | 73
416995 | 1543142 | 18*1/2 Male adaptor Sanha-press 16243G Chromed | pcs | 11,62 | Press fitting parts, Copper | 73
417000 |  | 18*3/4 Male adaptor Sanha-press 16243G Chromed | pcs | 13,47 | Press fitting parts, Copper | 73
417005 | 1543152 | 12*1/2 Female adaptor Sanha-press 16270G Chromed | pcs | 12,47 | Press fitting parts, Copper | 73
417010 | 1543155 | 15*1/2 Female adaptor Sanha-press 16270G Chromed | pcs | 9,78 | Press fitting parts, Copper | 73
406910 | 0486022 | 12 Elbow Sanha® Therm 24040 45° Press fitting | pcs | 7,62 | Press fitting parts, Galvanized | 64
406915 | 0486023 | 15 Elbow Sanha® Therm 24040 45° Press fitting | pcs | 7,13 | Press fitting parts, Galvanized | 64
406920 | 0486024 | 18 Elbow Sanha® Therm 24040 45° Press fitting | pcs | 7,55 | Press fitting parts, Galvanized | 64
406925 | 0486025 | 22 Elbow Sanha® Therm 24040 45° Press fitting | pcs | 7,93 | Press fitting parts, Galvanized | 64
406930 | 0486026 | 28 Elbow Sanha® Therm 24040 45° Press fitting | pcs | 11,93 | Press fitting parts, Galvanized | 64
406935 | 0486027 | 35 Elbow Sanha® Therm 24040 45° Press fitting | pcs | 21,72 | Press fitting parts, Galvanized | 64
406940 | 0486028 | 42 Elbow Sanha® Therm 24040 45° Press fitting | pcs | 28,90 | Press fitting parts, Galvanized | 64
406945 | 0486029 | 54 Elbow Sanha® Therm 24040 45° Press fitting | pcs | 33,01 | Press fitting parts, Galvanized | 64
406950 | 0486030 | 76,1 Elbow Sanha® Therm 24040 45° Press fitting | pcs | 108,31 | Press fitting parts, Galvanized | 64
406955 | 0486031 | 88,9 Elbow Sanha® Therm 24040 45° Press fitting | pcs | 129,25 | Press fitting parts, Galvanized | 64
406960 | 0486032 | 108 Elbow Sanha® Therm 24040 45° Press fitting | pcs | 176,76 | Press fitting parts, Galvanized | 64
406965 | 0486033 | 12 Elbow Sanha® Therm 24041 45° Press fitting | pcs | 8,43 | Press fitting parts, Galvanized | 64
406970 | 0486034 | 15 Elbow Sanha® Therm 24041 45° Press fitting | pcs | 7,93 | Press fitting parts, Galvanized | 64
406975 | 0486035 | 18 Elbow Sanha® Therm 24041 45° Press fitting | pcs | 8,43 | Press fitting parts, Galvanized | 64
406980 | 0486036 | 22 Elbow Sanha® Therm 24041 45° Press fitting | pcs | 8,86 | Press fitting parts, Galvanized | 64
406985 | 0486037 | 28 Elbow Sanha® Therm 24041 45° Press fitting | pcs | 11,93 | Press fitting parts, Galvanized | 64
406990 | 0486038 | 35 Elbow Sanha® Therm 24041 45° Press fitting | pcs | 23,40 | Press fitting parts, Galvanized | 64
406995 | 0486039 | 42 Elbow Sanha® Therm 24041 45° Press fitting | pcs | 29,47 | Press fitting parts, Galvanized | 64
407000 | 0486040 | 54 Elbow Sanha® Therm 24041 45° Press fitting | pcs | 33,20 | Press fitting parts, Galvanized | 64
407005 | 0486041 | 76,1 Elbow Sanha® Therm 24041 45° Press fitting | pcs | 101,22 | Press fitting parts, Galvanized | 64
407010 | 0486042 | 88,9 Elbow Sanha® Therm 24041 45° Press fitting | pcs | 125,18 | Press fitting parts, Galvanized | 64
407015 | 0486043 | 108 Elbow Sanha® Therm 24041 45° Press fitting | pcs | 179,76 | Press fitting parts, Galvanized | 64
406800 | 0486000 | 12 Elbow Sanha® Therm 24001A 90° Press fitting | pcs | 7,13 | Press fitting parts, Galvanized | 64
406805 | 0486001 | 15 Elbow Sanha® Therm 24001A 90° Press fitting | pcs | 6,75 | Press fitting parts, Galvanized | 64
406810 | 0486002 | 18 Elbow Sanha® Therm 24001A 90° Press fitting | pcs | 7,80 | Press fitting parts, Galvanized | 64
406815 | 0486003 | 22 Elbow Sanha® Therm 24001A 90° Press fitting | pcs | 8,86 | Press fitting parts, Galvanized | 64
406820 | 0486004 | 28 Elbow Sanha® Therm 24001A 90° Press fitting | pcs | 11,93 | Press fitting parts, Galvanized | 64
406825 | 0486005 | 35 Elbow Sanha® Therm 24001A 90° Press fitting | pcs | 29,64 | Press fitting parts, Galvanized | 64
406830 | 0486006 | 42 Elbow Sanha® Therm 24001A 90° Press fitting | pcs | 47,69 | Press fitting parts, Galvanized | 64
406835 | 0486007 | 54 Elbow Sanha® Therm 24001A 90° Press fitting | pcs | 57,10 | Press fitting parts, Galvanized | 64
406840 | 0486008 | 76,1 Elbow Sanha® Therm 24001A 90° Press fitting | pcs | 119,27 | Press fitting parts, Galvanized | 64
406845 | 0486009 | 88,9 Elbow Sanha® Therm 24001A 90° Press fitting | pcs | 145,00 | Press fitting parts, Galvanized | 64
406850 | 0486010 | 108 Elbow Sanha® Therm 24001A 90° Press fitting | pcs | 198,26 | Press fitting parts, Galvanized | 64
406855 | 0486011 | 12 Elbow Sanha® Therm 24002A 90° Press fitting | pcs | 6,12 | Press fitting parts, Galvanized | 64
406860 | 0486012 | 15 Elbow Sanha® Therm 24002A 90° Press fitting | pcs | 6,75 | Press fitting parts, Galvanized | 64
406865 | 0486013 | 18 Elbow Sanha® Therm 24002A 90° Press fitting | pcs | 7,80 | Press fitting parts, Galvanized | 64
406870 | 0486014 | 22 Elbow Sanha® Therm 24002A 90° Press fitting | pcs | 8,86 | Press fitting parts, Galvanized | 64
406875 | 0486015 | 28 Elbow Sanha® Therm 24002A 90° Press fitting | pcs | 11,93 | Press fitting parts, Galvanized | 64
406880 | 0486016 | 35 Elbow Sanha® Therm 24002A 90° Press fitting | pcs | 29,64 | Press fitting parts, Galvanized | 64
406885 | 0486017 | 42 Elbow Sanha® Therm 24002A 90° Press fitting | pcs | 47,69 | Press fitting parts, Galvanized | 64
406890 | 0486018 | 54 Elbow Sanha® Therm 24002A 90° Press fitting | pcs | 57,10 | Press fitting parts, Galvanized | 64
406895 | 0486019 | 76,1 Elbow Sanha® Therm 24002A 90° Press fitting | pcs | 111,97 | Press fitting parts, Galvanized | 64
406900 | 0486020 | 88,9 Elbow Sanha® Therm 24002A 90° Press fitting | pcs | 141,46 | Press fitting parts, Galvanized | 64
406905 | 0486021 | 108 Elbow Sanha® Therm 24002A 90° Press fitting | pcs | 193,90 | Press fitting parts, Galvanized | 64
408010 | 1280666 | 54 Elbow HST/INOX 45 | pcs | 74,05 | Press fitting parts, Galvanized | 289 | 8711985151947
408015 | 1280671 | 76 Elbow HST/INOX 45 | pcs | 214,46 | Press fitting parts, Galvanized | 289 | 8711985249408
408000 | 1280366 | 54 Elbow HST/INOX 90 | pcs | 66,91 | Press fitting parts, Galvanized | 289 | 8711985152227
408005 | 1280371 | 76 Elbow HST/INOX 90 | pcs | 206,44 | Press fitting parts, Galvanized | 289 | 8711985249316
407020 | 0486045 | 15 Full crossover Sanha® Therm 24085 Press fitting | pcs | 45,25 | Press fitting parts, Galvanized | 64
407025 | 0486046 | 18 Full crossover Sanha® Therm 24085 Press fitting | pcs | 52,16 | Press fitting parts, Galvanized | 64
407030 | 0486047 | 22 Full crossover Sanha® Therm 24085 Press fitting | pcs | 58,72 | Press fitting parts, Galvanized | 64
407035 | 0486048 | 28 Full crossover Sanha® Therm 24085 Press fitting | pcs | 67,66 | Press fitting parts, Galvanized | 64
407040 | 0486049 | 12 Partial crossover Sanha® Therm 24086 Press fitt | pcs | 16,23 | Press fitting parts, Galvanized | 64
407045 | 0486050 | 15 Partial crossover Sanha® Therm 24086 Press fitt | pcs | 13,85 | Press fitting parts, Galvanized | 64
407050 | 0486062 | 12x3/8 Elbow Sanha® Therm 90° 24092 M-Thread | pcs | 14,72 | Press fitting parts, Galvanized | 64
407055 | 0486063 | 15x3/8 Elbow Sanha® Therm 90° 24092 M-Thread | pcs | 15,73 | Press fitting parts, Galvanized | 64
407060 | 0486064 | 15x1/2 Elbow Sanha® Therm 90° 24092 M-Thread | pcs | 16,41 | Press fitting parts, Galvanized | 64
407065 | 0486065 | 18x1/2 Elbow Sanha® Therm 90° 24092 M-Thread | pcs | 17,78 | Press fitting parts, Galvanized | 64
407070 | 0486066 | 22x3/4 Elbow Sanha® Therm 90° 24092 M-Thread | pcs | 21,40 | Press fitting parts, Galvanized | 64
407075 | 0486067 | 28x1 Elbow Sanha® Therm 90° 24092G M-Thread | pcs | 32,02 | Press fitting parts, Galvanized | 64
407080 | 0486068 | 35x1 1/4 Elbow Sanha® Therm 90° 24092G M-Thread | pcs | 42,63 | Press fitting parts, Galvanized | 64
407085 | 0486069 | 42x1 1/2 Elbow Sanha® Therm 90° 24092G M-Thread | pcs | 58,42 | Press fitting parts, Galvanized | 64
407090 | 0486070 | 54x2 Elbow Sanha® Therm 90° 24092G M-Thread | pcs | 82,45 | Press fitting parts, Galvanized | 64
407095 | 0486071 | 12 Tee Sanha® Therm 24130 Press fitting | pcs | 11,56 | Press fitting parts, Galvanized | 64
407150 | 0486082 | 12x15x12 Tee Sanha® Therm 24130 Press fitting | pcs | 13,78 | Press fitting parts, Galvanized | 64
407155 | 0486083 | 15x12x15 Tee Sanha® Therm 24130 Press fitting | pcs | 12,54 | Press fitting parts, Galvanized | 64
407100 | 0486072 | 15 Tee Sanha® Therm 24130 Press fitting | pcs | 12,60 | Press fitting parts, Galvanized | 64
407160 | 0486084 | 15x18x15 Tee Sanha® Therm 24130 Press fitting | pcs | 13,56 | Press fitting parts, Galvanized | 64
407165 |  | 18x12x18 Tee Sanha® Therm 24130 Press fitting | pcs | 11,93 | Press fitting parts, Galvanized | 64
407170 | 0486085 | 18x15x15 Tee Sanha® Therm 24130 Press fitting | pcs | 26,53 | Press fitting parts, Galvanized | 64
407175 | 0486086 | 18x15x18 Tee Sanha® Therm 24130 Press fitting | pcs | 13,67 | Press fitting parts, Galvanized | 64
407180 | 0486087 | 18x18x15 Tee Sanha® Therm 24130 Press fitting | pcs | 31,26 | Press fitting parts, Galvanized | 64
407105 | 0486073 | 18 Tee Sanha® Therm 24130 Press fitting | pcs | 13,67 | Press fitting parts, Galvanized | 64
407185 | 0486088 | 18x22x18 Tee Sanha® Therm 24130 Press fitting | pcs | 13,74 | Press fitting parts, Galvanized | 64
407190 | 0486089 | 22x12x22 Tee Sanha® Therm 24130 Press fitting | pcs | 14,66 | Press fitting parts, Galvanized | 64
407195 | 0486090 | 22x15x15 Tee Sanha® Therm 24130 Press fitting | pcs | 30,22 | Press fitting parts, Galvanized | 64
407200 | 0486091 | 22x15x18 Tee Sanha® Therm 24130 Press fitting | pcs | 32,27 | Press fitting parts, Galvanized | 64
407205 | 0486092 | 22x15x22 Tee Sanha® Therm 24130 Press fitting | pcs | 14,49 | Press fitting parts, Galvanized | 64
407210 | 0486093 | 22x18x18 Tee Sanha® Therm 24130 Press fitting | pcs | 28,27 | Press fitting parts, Galvanized | 64
407215 | 0486094 | 22x18x22 Tee Sanha® Therm 24130 Press fitting | pcs | 14,72 | Press fitting parts, Galvanized | 64
407220 | 0486095 | 22x22x15 Tee Sanha® Therm 24130 Press fitting | pcs | 22,04 | Press fitting parts, Galvanized | 64
407225 | 0486096 | 22x22x18 Tee Sanha® Therm 24130 Press fitting | pcs | 27,96 | Press fitting parts, Galvanized | 64
407110 | 0486074 | 22 Tee Sanha® Therm 24130 Press fitting | pcs | 14,72 | Press fitting parts, Galvanized | 64
407230 | 0486097 | 22x28x22 Tee Sanha® Therm 24130 Press fitting | pcs | 16,23 | Press fitting parts, Galvanized | 64
407235 | 0486099 | 28x15x28 Tee Sanha® Therm 24130 Press fitting | pcs | 19,42 | Press fitting parts, Galvanized | 64
407240 | 0486101 | 28x18x22 Tee Sanha® Therm 24130 Press fitting | pcs | 44,06 | Press fitting parts, Galvanized | 64
407245 | 0486102 | 28x18x28 Tee Sanha® Therm 24130 Press fitting | pcs | 19,97 | Press fitting parts, Galvanized | 64
407250 | 0486103 | 28x22x22 Tee Sanha® Therm 24130 Press fitting | pcs | 38,01 | Press fitting parts, Galvanized | 64
407255 | 0486104 | 28x22x28 Tee Sanha® Therm 24130 Press fitting | pcs | 21,10 | Press fitting parts, Galvanized | 64
407260 | 0486105 | 28x28x15 Tee Sanha® Therm 24130 Press fitting | pcs | 48,31 | Press fitting parts, Galvanized | 64
407265 | 0486106 | 28x28x18 Tee Sanha® Therm 24130 Press fitting | pcs | 68,48 | Press fitting parts, Galvanized | 64
407270 | 0486107 | 28x28x22 Tee Sanha® Therm 24130 Press fitting | pcs | 43,20 | Press fitting parts, Galvanized | 64
407115 | 0486075 | 28 Tee Sanha® Therm 24130 Press fitting | pcs | 19,60 | Press fitting parts, Galvanized | 64
407275 | 0486110 | 35x18x35 Tee Sanha® Therm 24130 Press fitting | pcs | 30,14 | Press fitting parts, Galvanized | 64
407280 | 0486111 | 35x22x22 Tee Sanha® Therm 24130 Press fitting | pcs | 80,57 | Press fitting parts, Galvanized | 64
407285 | 0486112 | 35x22x28 Tee Sanha® Therm 24130 Press fitting | pcs | 62,29 | Press fitting parts, Galvanized | 64
407290 | 0486113 | 35x22x35 Tee Sanha® Therm 24130 Press fitting | pcs | 30,71 | Press fitting parts, Galvanized | 64
407295 | 0486114 | 35x28x28 Tee Sanha® Therm 24130 Press fitting | pcs | 61,16 | Press fitting parts, Galvanized | 64
407300 | 0486115 | 35x28x35 Tee Sanha® Therm 24130 Press fitting | pcs | 31,15 | Press fitting parts, Galvanized | 64
407305 | 0486117 | 35x35x28 Tee Sanha® Therm 24130 Press fitting | pcs | 58,85 | Press fitting parts, Galvanized | 64
407120 | 0486076 | 35 Tee Sanha® Therm 24130 Press fitting | pcs | 30,45 | Press fitting parts, Galvanized | 64
407310 | 0486119 | 42x22x42 Tee Sanha® Therm 24130 Press fitting | pcs | 41,08 | Press fitting parts, Galvanized | 64
407315 | 0486120 | 42x28x42 Tee Sanha® Therm 24130 Press fitting | pcs | 42,63 | Press fitting parts, Galvanized | 64
407320 | 0486122 | 42x35x42 Tee Sanha® Therm 24130 Press fitting | pcs | 41,57 | Press fitting parts, Galvanized | 64
407125 | 0486077 | 42 Tee Sanha® Therm 24130 Press fitting | pcs | 44,94 | Press fitting parts, Galvanized | 64
407325 | 0486124 | 54x28x54 Tee Sanha® Therm 24130 Press fitting | pcs | 50,48 | Press fitting parts, Galvanized | 64
407330 | 0486125 | 54x35x54 Tee Sanha® Therm 24130 Press fitting | pcs | 51,99 | Press fitting parts, Galvanized | 64
407335 | 0486126 | 54x42x54 Tee Sanha® Therm 24130 Press fitting | pcs | 54,30 | Press fitting parts, Galvanized | 64
407130 | 0486078 | 54 Tee Sanha® Therm 24130 Press fitting | pcs | 54,30 | Press fitting parts, Galvanized | 64
407340 | 0486128 | 76,1x28x76,1 Tee Sanha® Therm 24130 Press fitting | pcs | 141,81 | Press fitting parts, Galvanized | 64
407345 | 0486129 | 76,1x35x76,1 Tee Sanha® Therm 24130 Press fitting | pcs | 146,29 | Press fitting parts, Galvanized | 64
407350 | 0486130 | 76,1x42x76,1 Tee Sanha® Therm 24130 Press fitting | pcs | 155,13 | Press fitting parts, Galvanized | 64
407355 | 0486131 | 76,1x54x76,1 Tee Sanha® Therm 24130 Press fitting | pcs | 204,57 | Press fitting parts, Galvanized | 64
407135 | 0486079 | 76,1 Tee Sanha® Therm 24130 Press fitting | pcs | 207,58 | Press fitting parts, Galvanized | 64
407360 | 0486132 | 88,9x54x88,9 Tee Sanha® Therm 24130 Press fitting | pcs | 190,21 | Press fitting parts, Galvanized | 64
407365 | 0486133 | 88,9x76,1x88,9 Tee Sanha® Therm 24130 Press fittin | pcs | 221,14 | Press fitting parts, Galvanized | 64
407140 | 0486080 | 88,9 Tee Sanha® Therm 24130 Press fitting | pcs | 239,86 | Press fitting parts, Galvanized | 64
407145 | 0486081 | 108 Tee Sanha® Therm 24130 Press fitting | pcs | 291,96 | Press fitting parts, Galvanized | 64
407370 | 0486137 | 12x1/2x12 Tee Sanha® Therm 24130G Press fitting | pcs | 28,98 | Press fitting parts, Galvanized | 64
407375 | 0486138 | 15x1/2x15 Tee Sanha® Therm 24130G Press fitting | pcs | 18,04 | Press fitting parts, Galvanized | 64
407380 | 0486139 | 18x1/2x18 Tee Sanha® Therm 24130G Press fitting | pcs | 18,04 | Press fitting parts, Galvanized | 64
407385 | 0486140 | 22x1/2x22 Tee Sanha® Therm 24130G Press fitting | pcs | 19,72 | Press fitting parts, Galvanized | 64
407390 | 0486141 | 28x1/2x28 Tee Sanha® Therm 24130G Press fitting | pcs | 23,16 | Press fitting parts, Galvanized | 64
407395 | 0486143 | 35x1/2x35 Tee Sanha® Therm 24130G Press fitting | pcs | 31,59 | Press fitting parts, Galvanized | 64
407400 | 0486323 | 42x3/4x42 Tee Sanha® Therm 24130G Press fitting | pcs | 51,13 | Press fitting parts, Galvanized | 64
407405 |  | 54x3/4x54 Tee Sanha® Therm 24130G Press fitting | pcs | 80,96 | Press fitting parts, Galvanized | 64
407407 | 0486303 | 76x3/4x76 Tee Sanha® Therm 24130G Press fitting | pcs | 163,88 | Press fitting parts, Galvanized | 64 | 4021343408793
407425 | 0486164 | 15ax12 Reducer Sanha® Therm 24243 | pcs | 3,93 | Press fitting parts, Galvanized | 64
407430 | 0486165 | 18ax12 Reducer Sanha® Therm 24243 | pcs | 4,49 | Press fitting parts, Galvanized | 64
407435 | 0486166 | 18ax15 Reducer Sanha® Therm 24243 | pcs | 4,25 | Press fitting parts, Galvanized | 64
407440 |  | 22ax12 Reducer Sanha® Therm 24243 | pcs | 5,49 | Press fitting parts, Galvanized | 64
407445 | 0486167 | 22ax15 Reducer Sanha® Therm 24243 | pcs | 4,25 | Press fitting parts, Galvanized | 64
407450 | 0486168 | 22ax18 Reducer Sanha® Therm 24243 | pcs | 4,61 | Press fitting parts, Galvanized | 64
407455 | 0486169 | 28ax15 Reducer Sanha® Therm 24243 | pcs | 6,99 | Press fitting parts, Galvanized | 64
407460 | 0486170 | 28ax18 Reducer Sanha® Therm 24243 | pcs | 6,99 | Press fitting parts, Galvanized | 64
407465 | 0486171 | 28ax22 Reducer Sanha® Therm 24243 | pcs | 6,06 | Press fitting parts, Galvanized | 64
407470 |  | 35ax15 Reducer Sanha® Therm 24243 | pcs | 22,04 | Press fitting parts, Galvanized | 64
407475 |  | 35ax18 Reducer Sanha® Therm 24243 | pcs | 32,02 | Press fitting parts, Galvanized | 64
407480 | 0486172 | 35ax22 Reducer Sanha® Therm 24243 | pcs | 8,06 | Press fitting parts, Galvanized | 64
407485 | 0486173 | 35ax28 Reducer Sanha® Therm 24243 | pcs | 6,99 | Press fitting parts, Galvanized | 64
407490 | 0486174 | 42ax22 Reducer Sanha® Therm 24243 | pcs | 15,73 | Press fitting parts, Galvanized | 64
407495 | 0486175 | 42ax28 Reducer Sanha® Therm 24243 | pcs | 15,42 | Press fitting parts, Galvanized | 64
407500 | 0486176 | 42ax35 Reducer Sanha® Therm 24243 | pcs | 15,16 | Press fitting parts, Galvanized | 64
407505 |  | 54ax28 Reducer Sanha® Therm 24243 | pcs | 46,25 | Press fitting parts, Galvanized | 64
407510 | 0486177 | 54ax35 Reducer Sanha® Therm 24243 | pcs | 19,72 | Press fitting parts, Galvanized | 64
407515 | 0486178 | 54ax42 Reducer Sanha® Therm 24243 | pcs | 18,98 | Press fitting parts, Galvanized | 64
407520 | 0486180 | 76,1ax42 Reducer Sanha® Therm 24243 | pcs | 72,87 | Press fitting parts, Galvanized | 64
407525 | 0486181 | 76,1ax54 Reducer Sanha® Therm 24243 | pcs | 76,67 | Press fitting parts, Galvanized | 64
407530 | 0486182 | 88,9ax54 Reducer Sanha® Therm 24243 | pcs | 90,40 | Press fitting parts, Galvanized | 64
407535 | 0486183 | 88,9ax76 Reducer Sanha® Therm 24243 | pcs | 97,07 | Press fitting parts, Galvanized | 64
407540 | 0486186 | 108ax76 Reducer Sanha® Therm 24243 | pcs | 102,51 | Press fitting parts, Galvanized | 64
407545 | 0486187 | 108ax88,9 Reducer Sanha® Therm 24243 | pcs | 120,42 | Press fitting parts, Galvanized | 64
407745 | 0486237 | 12 Slip coupling Sanha® Therm 24270S Press fitting | pcs | 5,18 | Press fitting parts, Galvanized | 64
407750 | 0486238 | 15 Slip coupling Sanha® Therm 24270S Press fitting | pcs | 5,31 | Press fitting parts, Galvanized | 64
407755 | 0486239 | 18 Slip coupling Sanha® Therm 24270S Press fitting | pcs | 6,18 | Press fitting parts, Galvanized | 64
407760 | 0486240 | 22 Slip coupling Sanha® Therm 24270S Press fitting | pcs | 6,80 | Press fitting parts, Galvanized | 64
407765 | 0486241 | 28 Slip coupling Sanha® Therm 24270S Press fitting | pcs | 8,49 | Press fitting parts, Galvanized | 64
407770 | 0486242 | 35 Slip coupling Sanha® Therm 24270S Press fitting | pcs | 18,16 | Press fitting parts, Galvanized | 64
407775 | 0486243 | 42 Slip coupling Sanha® Therm 24270S Press fitting | pcs | 19,72 | Press fitting parts, Galvanized | 64
407780 | 0486244 | 54 Slip coupling Sanha® Therm 24270S Press fitting | pcs | 23,59 | Press fitting parts, Galvanized | 64
407785 | 0486290 | 76,1 Slip coupling Sanha Therm24270S Press fitting | pcs | 108,31 | Press fitting parts, Galvanized | 64
407790 | 0486291 | 88,9 Slip coupling Sanha Therm24270S Press fitting | pcs | 122,39 | Press fitting parts, Galvanized | 64
407690 | 0486209 | 12 Coupling Sanha® Therm 24270 Press fitting | pcs | 3,93 | Press fitting parts, Galvanized | 64
407695 | 0486210 | 15 Coupling Sanha® Therm 24270 Press fitting | pcs | 4,74 | Press fitting parts, Galvanized | 64
407700 | 0486211 | 18 Coupling Sanha® Therm 24270 Press fitting | pcs | 4,87 | Press fitting parts, Galvanized | 64
407705 | 0486212 | 22 Coupling Sanha® Therm 24270 Press fitting | pcs | 5,62 | Press fitting parts, Galvanized | 64
407710 | 0486213 | 28 Coupling Sanha® Therm 24270 Press fitting | pcs | 7,13 | Press fitting parts, Galvanized | 64
407715 | 0486214 | 35 Coupling Sanha® Therm 24270 Press fitting | pcs | 11,79 | Press fitting parts, Galvanized | 64
407720 | 0486215 | 42 Coupling Sanha® Therm 24270 Press fitting | pcs | 15,61 | Press fitting parts, Galvanized | 64
407725 | 0486216 | 54 Coupling Sanha® Therm 24270 Press fitting | pcs | 18,54 | Press fitting parts, Galvanized | 64
407730 | 0486217 | 76,1 Coupling Sanha® Therm 24270 Press fitting | pcs | 58,87 | Press fitting parts, Galvanized | 64
407735 | 0486218 | 88,9 Coupling Sanha® Therm 24270 Press fitting | pcs | 71,62 | Press fitting parts, Galvanized | 64
407740 | 0486219 | 108 Coupling Sanha® Therm 24270 Press fitting | pcs | 98,52 | Press fitting parts, Galvanized | 64
407550 | 0486188 | 12x3/8 Male adaptor Sanha® Therm 24243G | pcs | 13,18 | Press fitting parts, Galvanized | 64
407555 | 0486189 | 15x3/8 Male adaptor Sanha® Therm 24243G | pcs | 14,17 | Press fitting parts, Galvanized | 64
407560 | 0486190 | 15x1/2 Male adaptor Sanha® Therm 24243G | pcs | 14,17 | Press fitting parts, Galvanized | 64
407565 | 0486191 | 18x1/2 Male adaptor Sanha® Therm 24243G | pcs | 14,86 | Press fitting parts, Galvanized | 64
407570 | 0486192 | 18x3/4 Male adaptor Sanha® Therm 24243G | pcs | 16,98 | Press fitting parts, Galvanized | 64
407575 | 0486297 | 22x1/2 Male adaptor Sanha® Therm 24243G | pcs | 17,23 | Press fitting parts, Galvanized | 64
407580 | 0486193 | 22x3/4 Male adaptor Sanha® Therm 24243G | pcs | 16,98 | Press fitting parts, Galvanized | 64
407585 | 0486298 | 22x1 Male adaptor Sanha® Therm 24243G | pcs | 19,23 | Press fitting parts, Galvanized | 64
407590 | 0486194 | 28x3/4 Male adaptor Sanha® Therm 24243G | pcs | 24,78 | Press fitting parts, Galvanized | 64
407595 | 0486195 | 28x1 Male adaptor Sanha® Therm 24243G | pcs | 21,58 | Press fitting parts, Galvanized | 64
407600 | 0486196 | 35x1 1/4 Male adaptor Sanha® Therm 24243G | pcs | 27,84 | Press fitting parts, Galvanized | 64
407605 | 0486197 | 42x1 1/2 Male adaptor Sanha® Therm 24243G | pcs | 30,96 | Press fitting parts, Galvanized | 64
407610 | 0486198 | 54x2 Male adaptor Sanha® Therm 24243G | pcs | 48,24 | Press fitting parts, Galvanized | 64
407615 | 0486199 | """76,1x2 1/2"""" Liitin Sanha® Therm 24243G compr | pcs | 161,69 | Press fitting parts, Galvanized | 64
407620 | 0486201 | 88,9x3 Male adaptor Sanha® Therm 24243G | pcs | 244,80 | Press fitting parts, Galvanized | 64
407625 | 0486202 | 108x4 Male adaptor Sanha® Therm 24243G | pcs | 260,67 | Press fitting parts, Galvanized | 64
407630 | 0486220 | 12x1/2 Female adaptor Sanha® Therm 24270G | pcs | 12,98 | Press fitting parts, Galvanized | 64
407635 | 0486221 | 15x1/2 Female adaptor Sanha® Therm 24270G | pcs | 14,17 | Press fitting parts, Galvanized | 64
407640 | 0486222 | 18x1/2 Female adaptor Sanha® Therm 24270G | pcs | 14,49 | Press fitting parts, Galvanized | 64
407645 | 0486223 | 18x3/4 Female adaptor Sanha® Therm 24270G | pcs | 16,98 | Press fitting parts, Galvanized | 64
407650 | 0486224 | 22x3/4 Female adaptor Sanha® Therm 24270G | pcs | 16,98 | Press fitting parts, Galvanized | 64
407655 | 0486300 | 22x1 Female adaptor Sanha® Therm 24270G | pcs | 19,23 | Press fitting parts, Galvanized | 64
407685 |  | 28x1/2 Female adaptor Sanha® Therm 24270G | pcs | 20,61 | Press fitting parts, Galvanized | 64
407660 | 0486225 | 28x3/4 Female adaptor Sanha® Therm 24270G | pcs | 38,51 | Press fitting parts, Galvanized | 64
407665 | 0486226 | 28x1 Female adaptor Sanha® Therm 24270G | pcs | 21,72 | Press fitting parts, Galvanized | 64
407670 | 0486229 | 35x1 1/4 Female adaptor Sanha® Therm 24270G | pcs | 51,19 | Press fitting parts, Galvanized | 64
407675 | 0486232 | 42x1 1/2 Female adaptor Sanha® Therm 24270G | pcs | 74,08 | Press fitting parts, Galvanized | 64
407680 | 0486234 | 54x2 Female adaptor Sanha® Therm 24270G | pcs | 129,13 | Press fitting parts, Galvanized | 64
407800 | 0486269 | 15x1/2 Union Sanha® Therm 24333G M-Thread | pcs | 20,16 | Press fitting parts, Galvanized | 64
407805 | 0486301 | 18x1/2 Union Sanha® Therm 24333G M-Thread | pcs | 27,03 | Press fitting parts, Galvanized | 64
407810 | 0486302 | 22x3/4 Union Sanha® Therm 24333G M-Thread | pcs | 41,83 | Press fitting parts, Galvanized | 64
407815 | 0486270 | 22x1 Union Sanha® Therm 24333G M-Thread | pcs | 41,95 | Press fitting parts, Galvanized | 64
407820 | 0486271 | 28x1 Union Sanha® Therm 24333G M-Thread | pcs | 47,00 | Press fitting parts, Galvanized | 64
407825 | 0486272 | 35x11/4 Union Sanha® Therm 24333G M-Thread | pcs | 64,53 | Press fitting parts, Galvanized | 64
407830 | 0486273 | 42x11/2 Union Sanha® Therm 24333G M-Thread | pcs | 97,62 | Press fitting parts, Galvanized | 64
407835 | 0486274 | 54x2 Union Sanha® Therm 24333G M-Thread | pcs | 221,93 | Press fitting parts, Galvanized | 64
407840 | 0486275 | 15x3/4 Union Sanha® Therm 24359G F-Thread | pcs | 14,66 | Press fitting parts, Galvanized | 64
407845 | 0486276 | 18x3/4 Union Sanha® Therm 24359G F-Thread | pcs | 16,17 | Press fitting parts, Galvanized | 64
407850 | 0486278 | 22x3/4 Union Sanha® Therm 24359G F-Thread | pcs | 20,84 | Press fitting parts, Galvanized | 64
407855 | 0486279 | 22x1 Union Sanha® Therm 24359G F-Thread | pcs | 15,47 | Press fitting parts, Galvanized | 64
407860 | 0486360 | 76,1xDN65 PN10/16, Flange Sanha® Therm 124BMPF76 | pcs | 220,69 | Press fitting parts, Galvanized | 64
407410 | 0486363 | 15x15x15x15 Cross fitting Sanha® Therm 24181 | pcs | 34,96 | Press fitting parts, Galvanized | 64
407415 | 0486364 | 18x15x18x15 Cross fitting Sanha® Therm 24181 | pcs | 38,32 | Press fitting parts, Galvanized | 64
407420 | 0486365 | 22x15x22x15 Cross fitting Sanha® Therm 24181 | pcs | 40,26 | Press fitting parts, Galvanized | 64
415405 | 1504004 | 12 Capillary elbow 45º IA 5040 | pcs | 1,62 | Capillary parts | 72
415410 | 1504005 | 15 Capillary elbow 45º IA 5040 | pcs | 0,60 | Capillary parts | 72
415415 | 1504006 | 18 Capillary elbow 45º IA 5040 | pcs | 1,82 | Capillary parts | 72
415420 | 1504007 | 22 Capillary elbow 45º IA 5040 | pcs | 1,75 | Capillary parts | 72
415425 | 1504008 | 28 Capillary elbow 45º IA 5040 | pcs | 3,44 | Capillary parts | 72
415430 | 1504009 | 35 Capillary elbow 45º IA 5040 | pcs | 12,95 | Capillary parts | 72
415435 | 1504010 | 42 Capillary elbow 45º IA 5040 | pcs | 22,72 | Capillary parts | 72
415440 | 1504011 | 54 Capillary elbow 45º IA 5040 | pcs | 37,55 | Capillary parts | 72
415445 | 1504104 | 12 Capillary elbow 45º 5041 | pcs | 2,16 | Capillary parts | 72
415450 | 1504105 | 15 Capillary elbow 45º 5041 | pcs | 0,69 | Capillary parts | 72
415455 | 1504106 | 18 Capillary elbow 45º 5041 | pcs | 1,62 | Capillary parts | 72
415460 | 1504107 | 22 Capillary elbow 45º 5041 | pcs | 1,82 | Capillary parts | 72
415465 | 1504108 | 28 Capillary elbow 45º 5041 | pcs | 3,30 | Capillary parts | 72
415470 | 1504109 | 35 Capillary elbow 45º 5041 | pcs | 11,73 | Capillary parts | 72
415475 | 1504110 | 42 Capillary elbow 45º 5041 | pcs | 20,77 | Capillary parts | 72
415480 | 1504111 | 54 Capillary elbow 45º 5041 | pcs | 37,55 | Capillary parts | 72
415300 | 1500104 | 12 Capillary elbow 90° IA 5001a | pcs | 1,15 | Capillary parts | 72
415305 | 1500105 | 15 Capillary elbow 90° IA 5001a | pcs | 0,69 | Capillary parts | 72
415310 | 1500106 | 18 Capillary elbow 90° IA 5001a | pcs | 1,47 | Capillary parts | 72
415315 | 1500107 | 22 Capillary elbow 90° IA 5001a | pcs | 1,75 | Capillary parts | 72
415320 | 1500108 | 28 Capillary elbow 90° IA 5001a | pcs | 7,35 | Capillary parts | 72
415325 | 1500109 | 35 Capillary elbow 90° IA 5001a | pcs | 15,10 | Capillary parts | 72
415330 | 1500110 | 42 Capillary elbow 90° IA 5001a | pcs | 21,63 | Capillary parts | 72
415335 | 1500111 | 54 Capillary elbow 90° IA 5001a | pcs | 41,79 | Capillary parts | 72
415340 | 1500203 | 10 Capillary elbow 90° 5002a | pcs | 1,47 | Capillary parts | 72
415345 | 1500204 | 12 Capillary elbow 90° 5002a | pcs | 0,69 | Capillary parts | 72
415350 | 1500205 | 15 Capillary elbow 90° 5002a | pcs | 0,69 | Capillary parts | 72
415355 | 1500206 | 18 Capillary elbow 90° 5002a | pcs | 0,94 | Capillary parts | 72
415360 | 1500207 | 22 Capillary elbow 90° 5002a | pcs | 1,47 | Capillary parts | 72
415365 | 1500208 | 28 Capillary elbow 90° 5002a | pcs | 2,36 | Capillary parts | 72
415370 | 1500209 | 35 Capillary elbow 90° 5002a | pcs | 8,02 | Capillary parts | 72
415375 | 1500210 | 42 Capillary elbow 90° 5002a | pcs | 11,19 | Capillary parts | 72
415380 | 1500211 | 54 Capillary elbow 90° 5002a | pcs | 32,08 | Capillary parts | 72
415490 | 1509004 | 12 Capillary elbow 90º 5090 | pcs | 0,69 | Capillary parts | 72
415495 | 1509005 | 15 Capillary elbow 90º 5090 | pcs | 0,69 | Capillary parts | 72
415500 | 1509006 | 18 Capillary elbow 90º 5090 | pcs | 0,87 | Capillary parts | 72
415505 | 1509007 | 22 Capillary elbow 90º 5090 | pcs | 1,34 | Capillary parts | 72
415510 | 1509008 | 28 Capillary elbow 90º 5090 | pcs | 2,42 | Capillary parts | 72
415515 | 1509009 | 35 Capillary elbow 90º 5090 | pcs | 10,19 | Capillary parts | 72
415520 | 1509010 | 42 Capillary elbow 90º 5090 | pcs | 16,18 | Capillary parts | 72
415525 | 1509011 | 54 Capillary elbow 90º 5090 | pcs | 32,01 | Capillary parts | 72
415385 | 1501112 | 64x60 Kuparikäyrä Elbow copper | pcs | 67,00 | Capillary parts | 72
415390 | 1501113 | 76,1x72,1 Kuparikäyrä Elbow copper | pcs | 102,72 | Capillary parts | 72
415395 | 1501114 | 88,9x84,9 Kuparikäyrä Elbow copper | pcs | 156,18 | Capillary parts | 72
415400 | 1501115 | 108x104 Kuparikäyrä Elbow copper | pcs | 237,66 | Capillary parts | 72
415530 | 1513003 | 10 Capillary Tee 5130 | pcs | 2,76 | Capillary parts | 72
415535 | 1513004 | 12 Capillary Tee 5130 | pcs | 1,47 | Capillary parts | 72
415540 | 1513005 | 15 Capillary Tee 5130 | pcs | 0,94 | Capillary parts | 72
415545 | 1513006 | 18 Capillary Tee 5130 | pcs | 1,75 | Capillary parts | 72
415550 | 1513007 | 22 Capillary Tee 5130 | pcs | 2,97 | Capillary parts | 72
415555 | 1513008 | 28 Capillary Tee 5130 | pcs | 5,51 | Capillary parts | 72
415560 | 1513009 | 35 Capillary Tee 5130 | pcs | 15,10 | Capillary parts | 72
415565 | 1513010 | 42 Capillary Tee 5130 | pcs | 28,91 | Capillary parts | 72
415570 | 1513011 | 54 Capillary Tee 5130 | pcs | 47,79 | Capillary parts | 72
415575 | 1513012 | 64 T-joint capillary | pcs | 132,30 | Capillary parts | 72
415580 | 1513013 | 76,1 T-joint capillary | pcs | 165,53 | Capillary parts | 72
415585 | 1513014 | 88,9 T-joint capillary | pcs | 210,96 | Capillary parts | 72
415590 | 1513015 | 108 T-joint capillary | pcs | 237,66 | Capillary parts | 72
415595 | 1513028 | 12x10x10 T-joint supistava capillary | pcs | 10,24 | Capillary parts | 72
415600 | 1513029 | 12x10x12 T-joint supistava capillary | pcs | 5,87 | Capillary parts | 72
415605 | 1513030 | 12x12x10 Capillary Tee 5130r | pcs | 7,02 | Capillary parts | 72
415610 | 1513031 | 12x15x12 Capillary Tee 5130r | pcs | 7,34 | Capillary parts | 72
415615 | 1513034 | 15x10x10 T-joint supistava capillary | pcs | 14,02 | Capillary parts | 72
415620 | 1513035 | 15x10x12 T-joint supistava capillary | pcs | 12,68 | Capillary parts | 72
415625 | 1513036 | 15x10x15 Capillary Tee 5130r | pcs | 5,79 | Capillary parts | 72
415630 | 1513037 | 15x12x10 T-joint supistava capillary | pcs | 14,70 | Capillary parts | 72
415635 | 1513038 | 15x12x12 Capillary Tee 5130r | pcs | 4,44 | Capillary parts | 72
415640 | 1513039 | 15x12x15 Capillary Tee 5130r | pcs | 2,23 | Capillary parts | 72
415645 | 1513040 | 15x15x10 T-joint supistava capillary | pcs | 14,02 | Capillary parts | 72
415650 | 1513041 | 15x15x12 Capillary Tee 5130r | pcs | 5,67 | Capillary parts | 72
415655 | 1513043 | 15x18x15 Capillary Tee 5130r | pcs | 5,46 | Capillary parts | 72
415660 | 1513045 | 18x12x12 Capillary Tee 5130r | pcs | 10,11 | Capillary parts | 72
415665 | 1513046 | 18x12x15 Capillary Tee 5130r | pcs | 8,90 | Capillary parts | 72
415670 | 1513047 | 18x12x18 Capillary Tee 5130r | pcs | 3,70 | Capillary parts | 72
415675 | 1513048 | 18x15x12 T-joint supistava capillary | pcs | 11,19 | Capillary parts | 72
415680 | 1513049 | 18x15x15 Capillary Tee 5130r | pcs | 2,63 | Capillary parts | 72
415685 | 1513050 | 18x15x18 T-joint supistava capillary | pcs | 1,94 | Capillary parts | 72
415690 | 1513051 | 18x18x12 Capillary Tee 5130r | pcs | 12,26 | Capillary parts | 72
415695 | 1513052 | 18x18x15 Capillary Tee 5130r | pcs | 3,10 | Capillary parts | 72
415700 | 1513053 | 18x22x18 Capillary Tee 5130r | pcs | 7,49 | Capillary parts | 72
415705 | 1513056 | 22x12x18 T-joint supistava capillary | pcs | 18,74 | Capillary parts | 72
415710 | 1513057 | 22x12x22 Capillary Tee 5130r | pcs | 8,09 | Capillary parts | 72
415715 | 1513058 | 22x15x12 Capillary Tee 5130r | pcs | 17,87 | Capillary parts | 72
415720 | 1513059 | 22x15x15 Capillary Tee 5130r | pcs | 4,79 | Capillary parts | 72
415725 | 1513060 | 22x15x18 Capillary Tee 5130r | pcs | 5,34 | Capillary parts | 72
415730 | 1513061 | 22x15x22 Capillary Tee 5130r | pcs | 2,36 | Capillary parts | 72
415735 | 1513062 | 22x18x15 Capillary Tee 5130r | pcs | 10,45 | Capillary parts | 72
415740 | 1513063 | 22x18x18 Capillary Tee 5130r | pcs | 5,73 | Capillary parts | 72
415745 | 1513064 | 22x18x22 Capillary Tee 5130r | pcs | 3,44 | Capillary parts | 72
415750 | 1513065 | 22x22x12 T-joint supistava capillary | pcs | 16,92 | Capillary parts | 72
415755 | 1513066 | 22x22x15 Capillary Tee 5130r | pcs | 7,22 | Capillary parts | 72
415760 | 1513067 | 22x22x18 Capillary Tee 5130r | pcs | 8,56 | Capillary parts | 72
415765 | 1513069 | 28x12x28 Capillary Tee 5130r | pcs | 16,72 | Capillary parts | 72
415770 | 1513071 | 28x15x28 Capillary Tee 5130r | pcs | 5,12 | Capillary parts | 72
415775 | 1513072 | 28x18x18 Capillary Tee 5130r | pcs | 21,22 | Capillary parts | 72
415780 | 1513073 | 28x18x22 Capillary Tee 5130r | pcs | 13,29 | Capillary parts | 72
415785 | 1513074 | 28x18x28 Capillary Tee 5130r | pcs | 9,30 | Capillary parts | 72
415790 | 1513075 | 28x22x15 Capillary Tee 5130r | pcs | 21,09 | Capillary parts | 72
415795 |  | 28x22x18 T-joint supistava capillary | pcs | 19,15 | Capillary parts | 72
415800 | 1513077 | 28x22x22 Capillary Tee 5130r | pcs | 10,91 | Capillary parts | 72
415805 | 1513078 | 28x22x28 Capillary Tee 5130r | pcs | 5,87 | Capillary parts | 72
415810 |  | 28x28x18 Capillary Tee 5130r | pcs | 18,13 | Capillary parts | 72
415815 | 1513079 | 28x28x22 Capillary Tee 5130r | pcs | 14,41 | Capillary parts | 72
415820 | 1513081 | 35x15x35 Capillary Tee 5130r | pcs | 25,14 | Capillary parts | 72
415825 | 1513082 | 35x18x35 Capillary Tee 5130r | pcs | 26,02 | Capillary parts | 72
415830 | 1513085 | 35x22x35 Capillary Tee 5130r | pcs | 16,86 | Capillary parts | 72
415835 | 1513086 | 35x28x22 T-joint supistava capillary | pcs | 35,06 | Capillary parts | 72
415840 | 1513087 | 35x28x28 Capillary Tee 5130r | pcs | 23,92 | Capillary parts | 72
415845 | 1513088 | 35x28x35 Capillary Tee 5130r | pcs | 57,02 | Capillary parts | 72
415850 | 1513091 | 35x35x28 Capillary Tee 5130r | pcs | 40,45 | Capillary parts | 72
415855 | 1513092 | 42x22x42 Capillary Tee 5130r | pcs | 37,00 | Capillary parts | 72
415860 | 1513093 | 42x28x42 Capillary Tee 5130r | pcs | 40,84 | Capillary parts | 72
415865 | 1513095 | 42x35x35 Capillary Tee 5130r | pcs | 65,45 | Capillary parts | 72
415870 | 1513096 | 42x35x42 Capillary Tee 5130r | pcs | 50,55 | Capillary parts | 72
415875 | 1531596 | 54x28x54 Capillary Tee 5130r | pcs | 87,90 | Capillary parts | 72
415880 | 1513097 | 54x35x54 Capillary Tee 5130r | pcs | 87,95 | Capillary parts | 72
415885 | 1513099 | 54x42x54 Capillary Tee 5130r | pcs | 88,70 | Capillary parts | 72
416080 | 1527003 | 10 Capillary straight coupling 5270 | pcs | 0,75 | Capillary parts | 72
416085 | 1527004 | 12 Capillary straight coupling 5270 | pcs | 0,48 | Capillary parts | 72
416090 | 1527005 | 15 Capillary straight coupling 5270 | pcs | 0,54 | Capillary parts | 72
416095 | 1527006 | 18 Capillary straight coupling 5270 | pcs | 0,60 | Capillary parts | 72
416100 | 1527007 | 22 Capillary straight coupling 5270 | pcs | 0,81 | Capillary parts | 72
416105 | 1527008 | 28 Capillary straight coupling 5270 | pcs | 1,75 | Capillary parts | 72
416110 | 1527009 | 35 Capillary straight coupling 5270 | pcs | 4,17 | Capillary parts | 72
416115 | 1527010 | 42 Capillary straight coupling 5270 | pcs | 7,61 | Capillary parts | 72
416120 | 1527011 | 54 Capillary straight coupling 5270 | pcs | 13,60 | Capillary parts | 72
415890 | 1524006 | 12x10 Capillary reducing coupling 5240 | pcs | 2,23 | Capillary parts | 72
415895 | 1524009 | 15x12 Capillary reducing coupling 5240 | pcs | 1,54 | Capillary parts | 72
415900 | 1524011 | 18x12 Capillary reducing coupling 5240 | pcs | 2,83 | Capillary parts | 72
415905 | 1524012 | 18x15 Capillary reducing coupling 5240 | pcs | 1,07 | Capillary parts | 72
415910 | 1524014 | 22x12 Capillary reducing coupling 5240 | pcs | 6,15 | Capillary parts | 72
415915 | 1524015 | 22x15 Capillary reducing coupling 5240 | pcs | 2,63 | Capillary parts | 72
415920 | 1524016 | 22x18 Capillary reducing coupling 5240 | pcs | 2,83 | Capillary parts | 72
415925 | 1524020 | 28x22 Capillary reducing coupling 5240 | pcs | 3,91 | Capillary parts | 72
416125 |  | 64 Coupling copper | pcs | 27,90 | Capillary parts | 72
416130 |  | 76 Coupling copper | pcs | 43,01 | Capillary parts | 72
416135 |  | 88 Coupling copper | pcs | 56,22 | Capillary parts | 72
416140 |  | 108 Coupling copper | pcs | 86,08 | Capillary parts | 72
415930 | 1524305 | 12x8 Reducing nipple capillary | pcs | 2,42 | Capillary parts | 72
415935 | 1524306 | 12x10 Capillary reducer 5243 | pcs | 1,82 | Capillary parts | 72
415940 | 1524308 | 15x10 Capillary reducer 5243 | pcs | 2,04 | Capillary parts | 72
415945 | 1524309 | 15x12 Capillary reducer 5243 | pcs | 0,87 | Capillary parts | 72
415950 | 1524310 | 18x10 Capillary reducer 5243 | pcs | 4,44 | Capillary parts | 72
415955 | 1524311 | 18x12 Capillary reducer 5243 | pcs | 2,16 | Capillary parts | 72
415960 | 1524312 | 18x15 Capillary reducer 5243 | pcs | 0,75 | Capillary parts | 72
415965 | 1524313 | 22x10 Reducing nipple capillary | pcs | 7,28 | Capillary parts | 72
415970 | 1524314 | 22x12 Capillary reducer 5243 | pcs | 4,72 | Capillary parts | 72
415975 | 1524315 | 22x15 Capillary reducer 5243 | pcs | 1,34 | Capillary parts | 72
415980 | 1524316 | 22x18 Capillary reducer 5243 | pcs | 1,34 | Capillary parts | 72
415985 | 1524317 | 28x12 Capillary reducer 5243 | pcs | 9,84 | Capillary parts | 72
415990 | 1524318 | 28x15 Capillary reducer 5243 | pcs | 4,98 | Capillary parts | 72
415995 | 1524319 | 28x18 Capillary reducer 5243 | pcs | 5,46 | Capillary parts | 72
416000 | 1524320 | 28x22 Capillary reducer 5243 | pcs | 2,23 | Capillary parts | 72
416005 | 1524321 | 35x15 Capillary reducer 5243 | pcs | 14,55 | Capillary parts | 72
416010 | 1524322 | 35x18 Capillary reducer 5243 | pcs | 11,53 | Capillary parts | 72
416015 | 1524323 | 35x22 Capillary reducer 5243 | pcs | 11,07 | Capillary parts | 72
416020 | 1524324 | 35x28 Capillary reducer 5243 | pcs | 7,42 | Capillary parts | 72
416025 | 1524326 | 42x22 Capillary reducer 5243 | pcs | 19,68 | Capillary parts | 72
416030 | 1524327 | 42x28 Capillary reducer 5243 | pcs | 15,58 | Capillary parts | 72
416035 | 1524328 | 42x35 Capillary reducer 5243 | pcs | 13,14 | Capillary parts | 72
416040 | 1524330 | 54x28 Capillary reducer 5243 | pcs | 34,11 | Capillary parts | 72
416045 | 1524331 | 54x35 Capillary reducer 5243 | pcs | 30,66 | Capillary parts | 72
416050 | 1524332 | 54x42 Capillary reducer 5243 | pcs | 24,95 | Capillary parts | 72
416055 | 1524335 | 64x54 Reducing nipple capillary | pcs | 59,25 | Capillary parts | 72
416060 | 1524336 | 76,1x54 Reducing nipple capillary | pcs | 96,31 | Capillary parts | 72
416065 | 1524337 | 76,1x64 Reducing nipple capillary | pcs | 96,31 | Capillary parts | 72
416070 | 1524339 | 88,9x76,1 Reducing nipple capillary | pcs | 120,11 | Capillary parts | 72
416075 | 1524341 | 108x88,9 Reducing nipple capillary | pcs | 133,26 | Capillary parts | 72
416145 | 1530104 | 12 Capillary end cap 5301 | pcs | 2,04 | Capillary parts | 72
416150 | 1530105 | 15 Capillary end cap 5301 | pcs | 1,07 | Capillary parts | 72
416155 | 1530106 | 18 Capillary end cap 5301 | pcs | 1,29 | Capillary parts | 72
416160 | 1530107 | 22 Capillary end cap 5301 | pcs | 2,23 | Capillary parts | 72
416165 | 1530108 | 28 Capillary end cap 5301 | pcs | 4,05 | Capillary parts | 72
416170 | 1530109 | 35 Capillary end cap 5301 | pcs | 10,91 | Capillary parts | 72
416175 | 1530110 | 42 Capillary end cap 5301 | pcs | 18,41 | Capillary parts | 72
416180 | 1530111 | 54 Capillary end cap 5301 | pcs | 26,97 | Capillary parts | 72
410700 | 0550048 | 21,3x2,0 Seamless elbow DIN2605 st37.0 90° | pcs | 3,45 | Pipe parts and flanges, carbon steel | 68
410705 | 0550080 | 26,9x2,3 Seamless elbow DIN2605 st37.0 90° | pcs | 2,68 | Pipe parts and flanges, carbon steel | 68
410710 | 0550115 | 33,7x2,6 Seamless elbow DIN2605 st37.0 90° | pcs | 3,14 | Pipe parts and flanges, carbon steel | 68
410715 | 0550138 | 42,4x2,6 Seamless elbow DIN2605 st37.0 90° | pcs | 5,98 | Pipe parts and flanges, carbon steel | 68
410720 | 0550165 | 48,3x2,6 Seamless elbow DIN2605 st37.0 90° | pcs | 5,64 | Pipe parts and flanges, carbon steel | 68
410725 | 0550224 | 60,3x2,9 Seamless elbow DIN2605 st37.0 90° | pcs | 7,48 | Pipe parts and flanges, carbon steel | 68
410730 | 0550289 | 76,1x2,9 Seamless elbow DIN2605 st37.0 90° | pcs | 11,62 | Pipe parts and flanges, carbon steel | 68
410735 | 0550325 | 88,9x3,2 Seamless elbow DIN2605 st37.0 90° | pcs | 12,82 | Pipe parts and flanges, carbon steel | 68
410740 | 0550383 | 114,3x3,6 Seamless elbow DIN2605 st37.0 90° | pcs | 25,10 | Pipe parts and flanges, carbon steel | 68
410745 | 0550446 | 139,7x4,0 Seamless elbow DIN2605 st37.0 90° | pcs | 37,15 | Pipe parts and flanges, carbon steel | 68
410750 | 0550510 | 168,3x4,5 Seamless elbow DIN2605 st37.0 90° | pcs | 62,10 | Pipe parts and flanges, carbon steel | 68
410755 | 0550576 | 219,1x6,3 Seamless elbow DIN2605 st37.0 90° | pcs | 150,08 | Pipe parts and flanges, carbon steel | 68
410765 | 0572011 | 26,9x21,3 Seamless concentric reducer DIN2616 | pcs | 10,78 | Pipe parts and flanges, carbon steel | 68
410770 | 0572020 | 33,7x21,3 Seamless concentric reducer DIN2616 | pcs | 7,76 | Pipe parts and flanges, carbon steel | 68
410775 | 0572021 | 33,7x26,9 Seamless concentric reducer DIN2616 | pcs | 4,03 | Pipe parts and flanges, carbon steel | 68
410780 | 0572032 | 42,4x21,3 Seamless concentric reducer DIN2616 | pcs | 7,57 | Pipe parts and flanges, carbon steel | 68
410785 | 0572033 | 42,4x26,9 Seamless concentric reducer DIN2616 | pcs | 4,32 | Pipe parts and flanges, carbon steel | 68
410790 | 0572034 | 42,4x33,7 Seamless concentric reducer DIN2616 | pcs | 3,97 | Pipe parts and flanges, carbon steel | 68
410795 | 0572047 | 48,3x26,9 Seamless concentric reducer DIN2616 | pcs | 5,87 | Pipe parts and flanges, carbon steel | 68
410800 | 0572048 | 48,3x33,7 Seamless concentric reducer DIN2616 | pcs | 4,80 | Pipe parts and flanges, carbon steel | 68
410805 | 0572049 | 48,3x42,4 Seamless concentric reducer DIN2616 | pcs | 4,08 | Pipe parts and flanges, carbon steel | 68
410810 | 0572065 | 60,3x33,7 Seamless concentric reducer DIN2616 | pcs | 6,04 | Pipe parts and flanges, carbon steel | 68
410815 | 0572066 | 60,3x42,4 Seamless concentric reducer DIN2616 | pcs | 5,27 | Pipe parts and flanges, carbon steel | 68
410820 | 0572067 | 60,3x48,3 Seamless concentric reducer DIN2616 | pcs | 6,52 | Pipe parts and flanges, carbon steel | 68
410825 | 0572085 | 76,1x42,4 Seamless concentric reducer DIN2616 | pcs | 8,29 | Pipe parts and flanges, carbon steel | 68
410830 | 0572086 | 76,1x48,3 Seamless concentric reducer DIN2616 | pcs | 7,16 | Pipe parts and flanges, carbon steel | 68
410835 | 0572087 | 76,1x60,3 Seamless concentric reducer DIN2616 | pcs | 5,75 | Pipe parts and flanges, carbon steel | 68
410845 | 0572105 | 88,9x48,3 Seamless concentric reducer DIN2616 | pcs | 10,55 | Pipe parts and flanges, carbon steel | 68
410850 | 0572106 | 88,9x60,3 Seamless concentric reducer DIN2616 | pcs | 10,42 | Pipe parts and flanges, carbon steel | 68
410855 | 0572107 | 88,9x76,1 Seamless concentric reducer DIN2616 | pcs | 6,75 | Pipe parts and flanges, carbon steel | 68
410860 | 0572125 | 114,3x60,3 Seamless concentric reducer DIN2616 | pcs | 17,59 | Pipe parts and flanges, carbon steel | 68
410865 | 0572126 | 114,3x76,1 Seamless concentric reducer DIN2616 | pcs | 13,63 | Pipe parts and flanges, carbon steel | 68
410870 | 0572127 | 114,3x88,9 Seamless concentric reducer DIN2616 | pcs | 11,90 | Pipe parts and flanges, carbon steel | 68
410875 | 0572145 | 139,7x76,1 Seamless concentric reducer DIN2616 | pcs | 29,20 | Pipe parts and flanges, carbon steel | 68
410880 | 0572146 | 139,7x88,9 Seamless concentric reducer DIN2616 | pcs | 24,82 | Pipe parts and flanges, carbon steel | 68
410885 | 0572147 | 139,7x114,3 Seamless concentric reducer DIN2616 | pcs | 18,71 | Pipe parts and flanges, carbon steel | 68
410890 | 0572166 | 168,3x114,3 Seamless concentric reducer DIN2616 | pcs | 41,90 | Pipe parts and flanges, carbon steel | 68
410895 | 0572167 | 168,3x139,7 Seamless concentric reducer DIN2616 | pcs | 35,86 | Pipe parts and flanges, carbon steel | 68
410900 | 0572187 | 219,1x168,3 Seamless concentric reducer DIN2616 | pcs | 43,59 | Pipe parts and flanges, carbon steel | 68
410905 | 0581024 | 26,9x26,9 Seamless tee DIN2615-1 | pcs | 12,14 | Pipe parts and flanges, carbon steel | 68
410910 | 0581039 | 33,7x33,7 Seamless tee DIN2615-1 | pcs | 14,27 | Pipe parts and flanges, carbon steel | 68
410915 | 0581057 | 42,4x42,4 Seamless tee DIN2615-1 | pcs | 16,82 | Pipe parts and flanges, carbon steel | 68
410920 | 0581077 | 48,3x48,3 Seamless tee DIN2615-1 | pcs | 19,42 | Pipe parts and flanges, carbon steel | 68
410925 | 0581100 | 60,3x60,3 Seamless tee DIN2615-1 | pcs | 24,35 | Pipe parts and flanges, carbon steel | 68
410930 | 0581125 | 76,1x76,1 Seamless tee DIN2615-1 | pcs | 35,36 | Pipe parts and flanges, carbon steel | 68
410935 | 0581150 | 88,9x88,9 Seamless tee DIN2615-1 | pcs | 50,35 | Pipe parts and flanges, carbon steel | 68
410940 | 0581175 | 114,3x114,3 Seamless tee DIN2615-1 | pcs | 70,77 | Pipe parts and flanges, carbon steel | 68
410945 | 0581200 | 139,7x139,7 Seamless tee DIN2615-1 | pcs | 103,17 | Pipe parts and flanges, carbon steel | 68
410950 | 0585012 | 48,3x2,6 End cap DIN28011 | pcs | 14,56 | Pipe parts and flanges, carbon steel | 68
410955 | 0585015 | 60,3x2,9 End cap DIN28011 | pcs | 14,33 | Pipe parts and flanges, carbon steel | 68
410960 | 0585018 | 76,1x2,9 End cap DIN28011 | pcs | 18,72 | Pipe parts and flanges, carbon steel | 68
410965 | 0585021 | 88,9x3,2 End cap DIN28011 | pcs | 21,67 | Pipe parts and flanges, carbon steel | 68
410970 | 0585024 | 114,3x3,6 End cap DIN28011 | pcs | 27,68 | Pipe parts and flanges, carbon steel | 68
410975 | 0585028 | 139,7x4,0 End cap DIN28011 | pcs | 35,60 | Pipe parts and flanges, carbon steel | 68
410980 | 0585033 | 168,3x4,5 End cap DIN28011 | pcs | 41,22 | Pipe parts and flanges, carbon steel | 68
409200 | 0514104 | DN25/R1 PN10/16 Threaded flange DIN2566 black | pcs | 11,37 | Pipe parts and flanges, carbon steel | 66
409205 | 0514105 | DN32/R1 1/4 PN10/16 Threaded flange DIN2566 black | pcs | 15,16 | Pipe parts and flanges, carbon steel | 66
409210 | 0514106 | DN40/R1 1/2 PN10/16 Threaded flange DIN2566 black | pcs | 16,34 | Pipe parts and flanges, carbon steel | 66
409215 | 0514107 | DN50/R2 PN10/16 Threaded flange DIN2566 black | pcs | 25,60 | Pipe parts and flanges, carbon steel | 66
409220 | 0514108 | DN65/R2 1/2 PN10/16 Threaded flange DIN2566 black | pcs | 30,23 | Pipe parts and flanges, carbon steel | 66
409225 | 0514109 | DN80/R3 PN10/16 Threaded flange DIN2566 black | pcs | 38,65 | Pipe parts and flanges, carbon steel | 66
409230 | 0514110 | DN100/R4 PN10/16 Threaded flange DIN2566 black | pcs | 43,62 | Pipe parts and flanges, carbon steel | 66
409235 | 0514407 | DN50/R2 PN10/16 Threaded flange DIN2566 galv. | pcs | 26,17 | Pipe parts and flanges, carbon steel | 66
409240 | 0514408 | DN65/R2 1/2 PN10/16 Threaded flange DIN2566 galv. | pcs | 40,00 | Pipe parts and flanges, carbon steel | 66
409245 | 0514409 | DN80/R3 PN10/166 Threaded flange DIN2566 galv. | pcs | 43,30 | Pipe parts and flanges, carbon steel | 66
409250 | 0514410 | DN100/R4 PN10/166 Threaded flange DIN2566 galv. | pcs | 44,90 | Pipe parts and flanges, carbon steel | 66
409255 | 0524202 | DN15/21,3 PN10/16 Welding neck flange DIN2633 | pcs | 8,41 | Pipe parts and flanges, carbon steel | 66
409260 | 0524203 | DN20/26,9 PN10/16 Welding neck flange DIN2633 | pcs | 8,95 | Pipe parts and flanges, carbon steel | 66
409265 | 0524204 | DN25/33,7 PN10/16 Welding neck flange DIN2633 | pcs | 9,83 | Pipe parts and flanges, carbon steel | 66
409270 | 0524205 | DN32/42,4 PN10/16 Welding neck flange DIN2633 | pcs | 13,27 | Pipe parts and flanges, carbon steel | 66
409275 | 0524206 | DN40/48,3 PN10/16 Welding neck flange DIN2633 | pcs | 15,10 | Pipe parts and flanges, carbon steel | 66
409280 | 0524207 | DN50/60,3 PN10/16 Welding neck flange DIN2633 | pcs | 17,59 | Pipe parts and flanges, carbon steel | 66
409285 | 0524208 | DN65/76,1 PN10/16 Welding neck flange DIN2633 | pcs | 21,68 | Pipe parts and flanges, carbon steel | 66
409290 | 0524209 | DN80/88,9 PN10/16 Welding neck flange DIN2633 | pcs | 27,84 | Pipe parts and flanges, carbon steel | 66
409295 | 0524210 | DN100/114,3 PN10/16 Welding neck flange DIN2633 | pcs | 31,98 | Pipe parts and flanges, carbon steel | 66
409300 | 0524211 | DN125/139,7 PN10/16 Welding neck flange DIN2633 | pcs | 41,04 | Pipe parts and flanges, carbon steel | 66
409305 | 0524212 | DN150/168,3 PN10/16 Welding neck flange DIN2633 | pcs | 51,82 | Pipe parts and flanges, carbon steel | 66
409310 | 0524213 | DN200/219,1 PN16 Welding neck flange DIN2633 | pcs | 82,74 | Pipe parts and flanges, carbon steel | 66
409315 | 0524214 | DN250/273,0 PN16 Welding neck flange DIN2633 | pcs | 115,78 | Pipe parts and flanges, carbon steel | 66
410000 | 0546605 | DN 25/28 Loose flange with collar | pcs | 25,34 | Pipe parts and flanges, carbon steel | 67
410005 | 0546606 | DN 32/35 Loose flange with collar | pcs | 42,44 | Pipe parts and flanges, carbon steel | 67
410010 | 0546607 | DN 40/42 Loose flange with collar | pcs | 53,82 | Pipe parts and flanges, carbon steel | 67
410015 | 0546608 | DN 50/54 Loose flange with collar | pcs | 70,25 | Pipe parts and flanges, carbon steel | 67
410030 | 0546610 | DN 80/76 Loose flange with collar | pcs | 89,87 | Pipe parts and flanges, carbon steel | 67
410035 | 0546611 | DN 80/88 Loose flange with collar | pcs | 89,87 | Pipe parts and flanges, carbon steel | 67 | 6415895124283
410040 | 0546613 | DN 100/108 Loose flange with collar | pcs | 112,63 | Pipe parts and flanges, carbon steel | 67
451330 | 0114523 | "DN100 +2"" Blind flange" | pcs | 104,50 | Pipe parts and flanges, carbon steel | 274 | 6415801145234
451335 | 0114525 | "DN150 +2"" Blind flange" | pcs | 129,10 | Pipe parts and flanges, carbon steel | 274 | 6415801145258
451337 | 0114526 | "DN200 +2"" Blind flange" | pcs | 201,08 | Pipe parts and flanges, carbon steel | 274
145140 |  | Hawle blind flange X 8000 DN80 | pcs | 146,02 | Pipe parts and flanges, carbon steel | 244
145145 |  | Hawle blind flange X 8000 DN100 | pcs | 208,75 | Pipe parts and flanges, carbon steel | 244
145150 |  | Hawle blind flange X 8000 DN150 | pcs | 300,68 | Pipe parts and flanges, carbon steel | 244
145155 |  | Hawle blind flange X 8000 DN200 | pcs | 479,15 | Pipe parts and flanges, carbon steel | 244
421695 | 1551002 | 8 Compression fitting | pcs | 4,16 | Compression fitters | 74 | 6415815581134
421700 | 1551003 | 10 Compression fitting straight | pcs | 5,96 | Compression fitters | 74
421705 | 1551004 | 12 Compression fitting straight | pcs | 4,19 | Compression fitters | 74
421710 | 1551005 | 15 Compression fitting straight | pcs | 4,93 | Compression fitters | 74
421715 | 1551006 | 18 Compression fitting straight | pcs | 7,18 | Compression fitters | 74
421720 | 1551007 | 22 Compression fitting straight | pcs | 9,08 | Compression fitters | 74
421725 | 1551008 | 28 Compression fitting straight | pcs | 14,10 | Compression fitters | 74
421730 | 1551009 | 35 Compression fitting straight | pcs | 31,05 | Compression fitters | 74
421735 | 1551018 | 10 Compression fitting straight chrome | pcs | 4,86 | Compression fitters | 74
421740 | 1551019 | 12 Compression fitting straight chrome | pcs | 5,47 | Compression fitters | 74
421745 | 1551020 | 15 Compression fitting straight chrome | pcs | 6,03 | Compression fitters | 74
421750 | 1551021 | 18 Compression fitting straight chrome | pcs | 7,82 | Compression fitters | 74
421755 | 1551033 | 10x8 Compression fitting straight reducing | pcs | 4,44 | Compression fitters | 74
421760 | 1551035 | 12x8 Compression fitting straight reducing | pcs | 6,30 | Compression fitters | 74
421765 | 1551036 | 12x10 Compression fitting straight reducing | pcs | 4,19 | Compression fitters | 74
421770 | 1551038 | 15x10 Compression fitting straight reducing | pcs | 5,21 | Compression fitters | 74
421775 | 1551039 | 15x12 Compression fitting straight reducing | pcs | 5,70 | Compression fitters | 74
421780 | 1551041 | 18x10 Compression fitting straight reducing | pcs | 7,35 | Compression fitters | 74
421785 | 1551042 | 18x12 Compression fitting straight reducing | pcs | 8,42 | Compression fitters | 74
421790 | 1551043 | 18x15 Compression fitting straight reducing | pcs | 8,93 | Compression fitters | 74
421795 | 1551046 | 22x15 Compression fitting straight reducing | pcs | 10,51 | Compression fitters | 74
421800 | 1551047 | 22x18 Compression fitting straight reducing | pcs | 11,28 | Compression fitters | 74
421805 | 1551051 | 28x22 Compression fitting straight reducing | pcs | 15,36 | Compression fitters | 74
420700 | 1553008 | 10 53301-210 Compression fitting suora TA FPL chro | pcs | 6,54 | Compression fitters | 75 | 7318793605108
421810 | 1551066 | 12x10 Compression fitting straight reducing chrome | pcs | 3,85 | Compression fitters | 74
421815 | 1551068 | 15x10 Compression fitting straight reducing chrome | pcs | 5,73 | Compression fitters | 74
421820 | 1551069 | 15x12 Compression fitting straight reducing chrome | pcs | 6,47 | Compression fitters | 74
421825 | 1551102 | 3/8x10 Compression fitting straight external threa | pcs | 3,03 | Compression fitters | 74
421830 | 1551107 | 3/8x12 Compression fitting straight external threa | pcs | 3,71 | Compression fitters | 74
421835 | 1551111 | 3/8x15 Compression fitting straight external threa | pcs | 3,93 | Compression fitters | 74
421905 | 1551123 | 3/4x28 Compression fitting straight external threa | pcs | 10,47 | Compression fitters | 74
421840 | 1551098 | 1/2x8 Compression fitting straight external thread | pcs | 9,30 | Compression fitters | 74
421845 | 1551103 | 1/2x10 Compression fitting straight external threa | pcs | 3,42 | Compression fitters | 74
421850 | 1551108 | 1/2x12 Compression fitting straight external threa | pcs | 3,42 | Compression fitters | 74
421855 | 1551112 | 1/2x15 Compression fitting straight external threa | pcs | 3,33 | Compression fitters | 74
421860 | 1551115 | 1/2x18 Compression fitting straight external threa | pcs | 5,34 | Compression fitters | 74
421865 | 1551118 | 1/2x22 Compression fitting straight external threa | pcs | 12,52 | Compression fitters | 74
421870 | 1551113 | 3/4x15 Compression fitting straight external threa | pcs | 5,60 | Compression fitters | 74
421875 | 1551116 | 3/4x18 Compression fitting straight external threa | pcs | 6,75 | Compression fitters | 74
421880 | 1551119 | 3/4x22 Compression fitting straight external threa | pcs | 6,71 | Compression fitters | 74
421885 | 1551120 | 1x22 Compression fitting straight external thread | pcs | 9,19 | Compression fitters | 74
421890 | 1551124 | 1x28 Compression fitting straight external thread | pcs | 12,76 | Compression fitters | 74
421895 | 1551128 | 1 1/4x35 Compression fitting straight external thr | pcs | 26,71 | Compression fitters | 74
421900 | 1551131 | 1 1/2x42 Compression fitting straight external thr | pcs | 47,89 | Compression fitters | 74
421910 | 1551147 | 3/8x10 Compression fitting straight external threa | pcs | 7,00 | Compression fitters | 74
421915 | 1551152 | 3/8x12 Compression fitting straight external threa | pcs | 2,86 | Compression fitters | 74
421920 | 1551148 | 1/2x10 Compression fitting straight external threa | pcs | 3,85 | Compression fitters | 74
421925 | 1551153 | 1/2x12 Compression fitting straight external threa | pcs | 3,42 | Compression fitters | 74
421930 | 1551155 | 1/2x15 Compression fitting straight external threa | pcs | 4,23 | Compression fitters | 74
421935 | 1551192 | 3/8x10 Compression fitting straight internal threa | pcs | 3,89 | Compression fitters | 74
421940 | 1551197 | 3/8x12 Compression fitting straight internal threa | pcs | 4,57 | Compression fitters | 74
421945 | 1551201 | 3/8x15 Compression fitting straight internal threa | pcs | 4,87 | Compression fitters | 74
421950 | 1551188 | 1/2x8 Compression fitting straight internal thread | pcs | 12,00 | Compression fitters | 74
421955 | 1551193 | 1/2x10 Compression fitting straight internal threa | pcs | 4,57 | Compression fitters | 74
421960 | 1551198 | 1/2x12 Compression fitting straight internal threa | pcs | 4,49 | Compression fitters | 74
421965 | 1551202 | 1/2x15 Compression fitting straight internal threa | pcs | 4,27 | Compression fitters | 74
421970 | 1551205 | 1/2x18 Compression fitting straight internal threa | pcs | 6,24 | Compression fitters | 74
421975 | 1551208 | 1/2x22 Compression fitting straight internal thre | pcs | 7,31 | Compression fitters | 74
421980 | 1551203 | 3/4x15 Compression fitting straight internal threa | pcs | 6,03 | Compression fitters | 74
421985 | 1551206 | 3/4x18 Compression fitting straight internal threa | pcs | 7,14 | Compression fitters | 74
421990 | 1551209 | 3/4x22 Compression fitting straight internal threa | pcs | 7,48 | Compression fitters | 74
422010 | 1551213 | 3/4x28 Compression fitting straight internal threa | pcs | 35,20 | Compression fitters | 74
421995 | 1551210 | 1x22 Compression fitting straight internal thread | pcs | 9,66 | Compression fitters | 74
422000 | 1551214 | 1x28 Compression fitting straight internal thread | pcs | 11,07 | Compression fitters | 74
422005 | 1551218 | 1 1/4x35 Compression fitting straight internal thr | pcs | 26,54 | Compression fitters | 74
422015 | 1551237 | 3/8x10 Compression fitting straight internal threa | pcs | 4,40 | Compression fitters | 74
422020 | 1551242 | 3/8x12 Compression fitting straight internal threa | pcs | 5,26 | Compression fitters | 74
422025 | 1551238 | 1/2x10 Compression fitting straight internal threa | pcs | 5,13 | Compression fitters | 74
422030 | 1551243 | 1/2x12 Compression fitting straight internal threa | pcs | 5,09 | Compression fitters | 74
422035 | 1551247 | 1/2x15 Compression fitting straight internal threa | pcs | 5,51 | Compression fitters | 74
422040 | 1551272 | 8 Puserrus elbow fitting | pcs | 10,04 | Compression fitters | 74
422045 | 1551273 | 10 Compression Angle fitting | pcs | 5,30 | Compression fitters | 74
422050 | 1551274 | 12 Compression Angle fitting | pcs | 5,50 | Compression fitters | 74
422055 | 1551275 | 15 Compression Angle fitting | pcs | 6,20 | Compression fitters | 74
422060 | 1551276 | 18 Compression Angle fitting | pcs | 9,02 | Compression fitters | 74
422065 | 1551277 | 22 Compression Angle fitting | pcs | 10,91 | Compression fitters | 74
422070 | 1551278 | 28 Puserrus elbow fitting | pcs | 17,20 | Compression fitters | 74
422075 | 1551279 | 35 Compression Angle fitting | pcs | 34,40 | Compression fitters | 74
420715 | 1553123 | 10 Compression Angle fitting ta 53304-210 | pcs | 11,52 | Compression fitters | 75 | 7318793612106
422080 | 1551288 | 10 Compression Angle fitting chrome | pcs | 5,98 | Compression fitters | 74
422085 | 1551289 | 12 Compression Angle fitting chrome | pcs | 4,90 | Compression fitters | 74
422090 | 1551290 | 15 Compression Angle fitting chrome | pcs | 6,97 | Compression fitters | 74
422095 | 1551291 | 18 Compression Angle fitting chrome | pcs | 9,50 | Compression fitters | 74
422100 | 1551332 | 3/8x10 Compression Angle fitting uk | pcs | 8,80 | Compression fitters | 74
422105 | 1551337 | 3/8x12 Compression Angle fitting uk | pcs | 6,11 | Compression fitters | 74
422110 | 1551341 | 3/8x15 Compression Angle fitting uk | pcs | 13,93 | Compression fitters | 74
422115 | 1551333 | 1/2x10 Compression Angle fitting uk | pcs | 7,25 | Compression fitters | 74
422120 | 1551338 | 1/2x12 Compression Angle fitting uk | pcs | 6,24 | Compression fitters | 74
422125 | 1551342 | 1/2x15 Compression Angle fitting uk | pcs | 4,91 | Compression fitters | 74
422130 | 1551345 | 1/2x18 Compression Angle fitting uk | pcs | 9,49 | Compression fitters | 74
422135 | 1551343 | 3/4x15 Compression Angle fitting uk | pcs | 14,03 | Compression fitters | 74
422140 | 1551346 | 3/4x18 Compression Angle fitting uk | pcs | 10,04 | Compression fitters | 74
422145 | 1551349 | 3/4x22 Puserrus elbow fitting uk | pcs | 9,91 | Compression fitters | 74
422150 | 1551354 | 1x28 Compression Angle fitting uk | pcs | 16,11 | Compression fitters | 74
422155 | 1551377 | 3/8x10 Compression Angle fitting uk chrome | pcs | 12,02 | Compression fitters | 74
422160 | 1551382 | 3/8x12 Compression Angle fitting uk chrome | pcs | 5,56 | Compression fitters | 74
422165 | 1551378 | 1/2x10 Compression Angle fitting uk chrome | pcs | 7,14 | Compression fitters | 74
422170 | 1551383 | 1/2x12 Compression Angle fitting uk chrome | pcs | 5,13 | Compression fitters | 74
422175 | 1551387 | 1/2x15 Compression Angle fitting uk chrome | pcs | 7,14 | Compression fitters | 74
422180 | 1551422 | 3/8x10 Compression Angle fitting sk | pcs | 9,19 | Compression fitters | 74
422185 | 1551427 | 3/8x12 Compression Angle fitting sk | pcs | 8,38 | Compression fitters | 74
422190 | 1551431 | 3/8x15 Compression Angle fitting sk | pcs | 11,88 | Compression fitters | 74
422195 | 1551423 | 1/2x10 Compression Angle fitting sk | pcs | 6,54 | Compression fitters | 74
422200 | 1551428 | 1/2x12 Compression Angle fitting sk | pcs | 5,64 | Compression fitters | 74
422205 | 1551432 | 1/2x15 Compression Angle fitting sk | pcs | 5,13 | Compression fitters | 74
422210 | 1551435 | 1/2x18 Compression Angle fitting sk | pcs | 10,13 | Compression fitters | 74
422215 | 1551433 | 3/4x15 Compression Angle fitting sk | pcs | 11,75 | Compression fitters | 74
422220 | 1551436 | 3/4x18 Compression Angle fitting sk | pcs | 10,94 | Compression fitters | 74
422225 | 1551439 | 3/4x22 Puserrus elbow fitting sk | pcs | 10,13 | Compression fitters | 74
422230 | 1551444 | 1x28 Compression Angle fitting sk | pcs | 15,56 | Compression fitters | 74
422240 | 1551473 | 3/8x12 Compression Angle fitting sk chrome | pcs | 15,20 | Compression fitters | 74
422245 | 1551474 | 1/2x12 Compression Angle fitting sk chrome | pcs | 9,19 | Compression fitters | 74
422250 | 1551477 | 1/2x15 Compression Angle fitting sk chrome | pcs | 15,20 | Compression fitters | 74
422255 | 1551523 | 10x10x10 Compression T-connector | pcs | 7,61 | Compression fitters | 74
422290 | 1551546 | 12x10x12 Compression T-connector | pcs | 10,13 | Compression fitters | 74
422260 | 1551524 | 12x12x12 Compression T-connector | pcs | 8,63 | Compression fitters | 74
422295 | 1551560 | 15x12x15 Compression T-connector | pcs | 10,09 | Compression fitters | 74
422265 | 1551525 | 15x15x15 Compression T-connector | pcs | 8,63 | Compression fitters | 74
422300 | 1551571 | 18x15x18 Compression T-connector | pcs | 18,35 | Compression fitters | 74
422270 | 1551526 | 18x18x18 Compression T-connector | pcs | 12,39 | Compression fitters | 74
422305 | 1551580 | 22x15x22 Compression T-connector | pcs | 14,49 | Compression fitters | 74
422310 | 1551581 | 22x18x22 Compression T-connector | pcs | 18,59 | Compression fitters | 74
422275 | 1551527 | 22x22x22 Compression T-connector | pcs | 13,93 | Compression fitters | 74
422315 | 1551592 | 28x22x28 Compression T-connector | pcs | 56,15 | Compression fitters | 74
422280 | 1551528 | 28x28x28 Compression T-connector | pcs | 20,34 | Compression fitters | 74
422285 | 1551529 | 35x35x35 Compression T-connector | pcs | 48,00 | Compression fitters | 74
422320 | 1551613 | 10x10x10 Compression T-connector chrome | pcs | 8,33 | Compression fitters | 74
422340 | 1551635 | 12x10x10 Compression T-connector chrome | pcs | 9,57 | Compression fitters | 74
422345 | 1551636 | 12x10x12 Compression T-connector chrome | pcs | 10,13 | Compression fitters | 74
422350 | 1551638 | 12x12x10 Compression T-connector chrome | pcs | 10,09 | Compression fitters | 74
422325 | 1551614 | 12x12x12 Compression T-connector chrome | pcs | 8,42 | Compression fitters | 74
422355 | 1551649 | 15x12x12 Compression T-connector chrome | pcs | 11,54 | Compression fitters | 74
422360 | 1551650 | 15x12x15 Compression T-connector chrome | pcs | 10,68 | Compression fitters | 74
422365 | 1551654 | 15x15x12 Compression T-connector chrome | pcs | 11,32 | Compression fitters | 74
422330 | 1551615 | 15x15x15 Compression T-connector chrome | pcs | 10,04 | Compression fitters | 74
422335 | 1551616 | 18x18x18 Compression T-connector chrome | pcs | 25,70 | Compression fitters | 74
420735 | 1553233 | 10 Compression T-connector TA FPL chrome | pcs | 15,36 | Compression fitters | 75 | 7318793617804
420745 | 1553235 | 15 Compression T-connector TA FPL chrome | pcs | 17,41 | Compression fitters | 75 | 7318793618405
422370 | 1551872 | 8 Compression plug | pcs | 2,40 | Compression fitters | 74
422375 | 1551873 | 10 Compression plug | pcs | 3,40 | Compression fitters | 74
422380 | 1551874 | 12 Compression plug | pcs | 2,52 | Compression fitters | 74
422385 | 1551875 | 15 Compression plug | pcs | 3,76 | Compression fitters | 74
422390 | 1551876 | 18 Compression plug | pcs | 4,70 | Compression fitters | 74
422395 | 1551877 | 22 Compression plug | pcs | 5,80 | Compression fitters | 74
422400 | 1551878 | 28 Compression plug | pcs | 8,85 | Compression fitters | 74
420960 | 1553802 | 3/8 53322-012 Compression plug TA FPL | pcs | 3,90 | Compression fitters | 75 | 7318793629302
420965 | 1553803 | 1/2 53322-015 Compression plug TA FPL | pcs | 4,92 | Compression fitters | 75 | 7318793629401
420970 | 1553805 | M28 53322-022 Compression plug TA FPL | pcs | 6,65 | Compression fitters | 75 | 7318793705501
422410 | 1551903 | 10x8 Compression reducing set | pcs | 4,00 | Compression fitters | 74
422415 | 1551905 | 12x8 Compression reducing set | pcs | 5,40 | Compression fitters | 74
422420 | 1551906 | 12x10 Compression reducing set | pcs | 2,18 | Compression fitters | 74
422425 | 1551908 | 15x10 Compression reducing set | pcs | 2,95 | Compression fitters | 74
422430 | 1551909 | 15x12 Compression reducing set | pcs | 4,44 | Compression fitters | 74
422435 | 1551912 | 18x12 Compression reducing set | pcs | 4,44 | Compression fitters | 74
422440 | 1551913 | 18x15 Compression reducing set | pcs | 3,63 | Compression fitters | 74
422445 | 1551916 | 22x12 Compression reducing set | pcs | 3,93 | Compression fitters | 74
422450 | 1551917 | 22x15 Compression reducing set | pcs | 4,70 | Compression fitters | 74
422455 | 1551918 | 22x18 Compression reducing set | pcs | 4,70 | Compression fitters | 74
422660 | 1551921 | 28x18 Compression reducing set | pcs | 11,42 | Compression fitters | 74
422460 | 1551922 | 28x22 Compression reducing set | pcs | 6,20 | Compression fitters | 74
422540 | 1551996 | 15x14 Compression reducing ring | pcs | 3,50 | Compression fitters | 74
422545 | 1551998 | 18x17 Compression reducing ring | pcs | 3,50 | Compression fitters | 74
420990 | 1553843 | R15/du 10 53319-210 Half coupling TA FPL | pcs | 5,95 | Compression fitters | 75 | 7318793620101
420995 | 1553844 | R15/du 12 53319-212 Half coupling TA FPL | pcs | 5,95 | Compression fitters | 75
421000 | 1553846 | R15/du 15 53319-215 Half coupling TA FPL | pcs | 5,95 | Compression fitters | 75 | 7318793620309
421005 | 1553885 | 10x3/8 53235-104 Compression fitting TA KOMBI | pcs | 5,51 | Compression fitters | 75
421010 | 1553886 | 12x3/8 53235-107 Compression fitting TA KOMBI | pcs | 8,30 | Compression fitters | 75
421015 | 1553890 | 12x1/2 53235-111 Compression fitting TA KOMBI | pcs | 5,73 | Compression fitters | 75
421020 | 1553892 | 15x1/2 53235-113 Compression fitting TA KOMBI | pcs | 5,84 | Compression fitters | 75 | 7318792875205
422505 | 1551958 | 6,4/10 (ds 6,4) Support sleeve | pcs | 1,20 | Compression fitters | 74 | 6415895040552
422510 | 1551959 | 8,0/12 (ds 8,0) Support sleeve | pcs | 1,20 | Compression fitters | 74
422515 | 1551961 | 10/15 (ds 10) Support sleeve | pcs | 1,20 | Compression fitters | 74
422520 | 1551962 | 13/18 (ds 13) Support sleeve | pcs | 1,80 | Compression fitters | 74
422525 | 1551963 | 16/22 (ds 16) Support sleeve | pcs | 2,60 | Compression fitters | 74
422530 | 1551965 | 20/28 (ds 20) Support sleeve | pcs | 4,90 | Compression fitters | 74
420980 | 1553820 | 12x1,0 53320-012 Support sleeve TA AMETAL® | pcs | 2,11 | Compression fitters | 75 | 7318793762702
420915 | 1553742 | 3/8x8 53381-008 Compression cone TA FPL G3/8 | pcs | 1,30 | Compression fitters | 75 | 7318793640802
422465 | 1551942 | 8 Compression double cone | pcs | 0,99 | Compression fitters | 74
422470 | 1551943 | 10 Compression double cone | pcs | 0,99 | Compression fitters | 74
422475 | 1551944 | 12 Compression double cone | pcs | 1,15 | Compression fitters | 74
422480 | 1551945 | 15 Compression double cone | pcs | 1,15 | Compression fitters | 74
422485 | 1551946 | 18 Compression double cone | pcs | 1,45 | Compression fitters | 74
422490 | 1551947 | 22 Compression double cone | pcs | 1,45 | Compression fitters | 74
422495 | 1551948 | 28 Compression double cone | pcs | 1,87 | Compression fitters | 74
422500 | 1551950 | 35 Compression double cone | pcs | 2,45 | Compression fitters | 74
420805 | 1553575 | 3/8 53361-212 Angular body TA FPL external thread | pcs | 6,11 | Compression fitters | 75 | 7318793637802
420780 | 1553546 | 3/8x3/8 53356-210 Intermediate body TA FPL interna | pcs | 5,03 | Compression fitters | 75 | 7318793636300
420790 | 1553550 | 1/2x1/2 53356-515 Intermediate body TA FPL interna | pcs | 5,51 | Compression fitters | 75 | 7318793636904
420765 | 1553521 | M28 53351-622 Intermediate body TA FPL external th | pcs | 8,27 | Compression fitters | 75 | 7318793712707
420770 | 1553526 | M28 1/2 53358-615 Intermediate body TA FPL extern | pcs | 7,62 | Compression fitters | 75 | 7318793720405
420775 | 1553527 | M28 3/4 53358-620 Intermediate body TA FPL extern | pcs | 7,62 | Compression fitters | 75 | 7318793720504
420840 | 1553642 | 3/8 53352-212 T-body TA FPL external thread chrome | pcs | 7,62 | Compression fitters | 75 | 7318793635006
420815 | 1553591 | M28 53361-622 Angle body TA FPL external thread | pcs | 10,38 | Compression fitters | 75 | 7318793721600
420820 | 1553597 | M28 3/4 53334-620 Angle body TA FPL external threa | pcs | 11,95 | Compression fitters | 75 | 7318793970602
420825 | 1553616 | 3/8x3/8 53363-210 Angle body TA FPL internal/exter | pcs | 7,62 | Compression fitters | 75 | 7318793638304
420830 | 1553620 | 1/2x1/2 53363-515 Angle body TA FPL internal/exter | pcs | 8,60 | Compression fitters | 75 | 7318793638403
420835 | 1553627 | M28 3/4 53363-620 Angle body TA FPL internal/exte | pcs | 11,95 | Compression fitters | 75 | 7318793722300
420865 | 1553695 | 3/8x8 53371-208 Compression nut TA FPL G3/8 chrome | pcs | 2,27 | Compression fitters | 75 | 7318793638809
422405 | 1551890 | 15 Pressure connection nut | pcs | 1,28 | Compression fitters | 74
420855 | 1553651 | 1/2 53362-515 0 | pcs | 12,98 | Compression fitters | 75 | 7318793638106
420860 | 1553655 | 1/2 53362-501 0 | pcs | 12,98 | Compression fitters | 75 | 7318793638007
420755 | 1553505 | 3/8x1/2 53351-501 Intermediate piece TA FPL extern | pcs | 3,90 | Compression fitters | 75 | 7318793634702
420850 | 1553645 | M28 53352-622 T-piece TA FPL external thread | pcs | 10,38 | Compression fitters | 75 | 7318793717603
420880 | 1553699 | 1/2x10 53379-210 Compression nut TA FPL G1/2 chrom | pcs | 2,65 | Compression fitters | 75 | 7318793640109
420890 | 1553701 | 1/2x14 53379-214 Compression nut TA FPL G1/2 chrom | pcs | 2,65 | Compression fitters | 75 | 7318793640406
420895 | 1553702 | 1/2x15 53379-215 Compression nut TA FPL G1/2 chrom | pcs | 2,65 | Compression fitters | 75 | 7318793640505
420900 | 1553712 | M28 15 53373-015 Compression nut TA FPL M28 | pcs | 5,19 | Compression fitters | 75 | 7318793723604
420905 | 1553713 | M28 18 53373-018 Compression nut TA FPL M28 | pcs | 5,19 | Compression fitters | 75 | 7318793723802
420910 | 1553714 | M28 22 53373-022 Compression nut TA FPL M28 | pcs | 5,19 | Compression fitters | 75 | 7318793724007
420730 | 1553197 | 15x1/2 Compression Angle fitting sk ta 53305-515 | pcs | 14,49 | Compression fitters | 75
420945 | 1553765 | M28 15 53383-015 Compression cone TA FPL M28 | pcs | 2,92 | Compression fitters | 75 | 7318793726902
420950 | 1553767 | M28 18 53383-018 Compression cone TA FPL M28 | pcs | 2,92 | Compression fitters | 75 | 7318793727107
420955 | 1553769 | M28 22 53383-022 Compression cone TA FPL M28 | pcs | 2,92 | Compression fitters | 75 | 7318793727305
420795 | 1553556 | M28 1/2 53356-615 Intermediate body TA FPL intern | pcs | 8,76 | Compression fitters | 75 | 7318793719409
420800 | 1553557 | M28 3/4 53356-620 Intermediate body TA FPL intern | pcs | 8,76 | Compression fitters | 75 | 7318793719508
426015 | 1738113 | 16x16 Straight connector Alpex-Duo® PPSU compress | pcs | 4,96 | Composite parts, Alpex | 81
426020 | 1738115 | 20x16 Straight connector Alpex-Duo® PPSU compress | pcs | 5,22 | Composite parts, Alpex | 81
426025 | 1738116 | 20x20 Straight connector Alpex-Duo® PPSU compress | pcs | 5,22 | Composite parts, Alpex | 81
426030 | 1738119 | 26x20 Straight connector Alpex-Duo® PPSU compress | pcs | 8,36 | Composite parts, Alpex | 81
426035 | 1738120 | 26x26 Straight connector Alpex-Duo® PPSU compress | pcs | 8,62 | Composite parts, Alpex | 81
426040 | 1738123 | 32x20 Straight connector Alpex-Duo® PPSU compress | pcs | 11,22 | Composite parts, Alpex | 81 | 4013960301816
426045 | 1738124 | 32x26 Straight connector Alpex-Duo® PPSU compress | pcs | 12,20 | Composite parts, Alpex | 81
426050 | 1738125 | 32x32 Straight connector Alpex-Duo® PPSU compress | pcs | 11,81 | Composite parts, Alpex | 81
425980 | 1738031 | 40x40 Straight connector Alpex L PPSU compression | pcs | 38,12 | Composite parts, Alpex | 81
425990 | 1738037 | 50x40 Straight connector Alpex L PPSU compression | pcs | 49,27 | Composite parts, Alpex | 81
425995 | 1738038 | 50x50 Straight connector Alpex L PPSU compression | pcs | 49,48 | Composite parts, Alpex | 81
426010 | 1738046 | 63x63 Straight connector Alpex L PPSU compression | pcs | 97,90 | Composite parts, Alpex | 81
425930 | 1738013 | 16x16 Straight connector Alpex-Duo® brass compres | pcs | 7,11 | Composite parts, Alpex | 81
425935 | 1738015 | 20x16 Straight connector Alpex-Duo® brass compres | pcs | 9,53 | Composite parts, Alpex | 81
425940 | 1738016 | 20x20 Straight connector Alpex-Duo® brass compres | pcs | 9,53 | Composite parts, Alpex | 81
425945 | 1738018 | 26x16 Straight connector Alpex-Duo® brass compres | pcs | 11,22 | Composite parts, Alpex | 81 | 4013960293579
425950 | 1738019 | 26x20 Straight connector Alpex-Duo® brass compres | pcs | 13,78 | Composite parts, Alpex | 81
425955 | 1738020 | 26x26 Straight connector Alpex-Duo® brass compres | pcs | 15,60 | Composite parts, Alpex | 81
425960 | 1738024 | 32x26 Straight connector Alpex-Duo® brass compres | pcs | 19,46 | Composite parts, Alpex | 81
425965 | 1738025 | 32x32 Straight connector Alpex-Duo® brass compres | pcs | 18,86 | Composite parts, Alpex | 81
426055 | 1738212 | "16x3/8"" Alpex press elbow uk brass" | pcs | 10,31 | Composite parts, Alpex | 81
426060 | 1738220 | "16x1/2"" Alpex press elbow uk brass" | pcs | 8,95 | Composite parts, Alpex | 81
426065 | 1738221 | "20x1/2"" Alpex press elbow uk brass" | pcs | 16,63 | Composite parts, Alpex | 81
426070 | 1738229 | "20x3/4"" Alpex press elbow uk brass" | pcs | 17,88 | Composite parts, Alpex | 81
426075 | 1738230 | "26x3/4"" Alpex press elbow uk brass" | pcs | 18,60 | Composite parts, Alpex | 81
426080 | 1738239 | "32x1"" Alpex press elbow uk brass" | pcs | 28,65 | Composite parts, Alpex | 81
425560 | 1737120 | 26 Alpex press elbow 45 PPSU | pcs | 11,22 | Composite parts, Alpex | 81
425565 | 1737125 | 32 Alpex press elbow 45 PPSU | pcs | 16,12 | Composite parts, Alpex | 81
425530 | 1737056 | 20 Alpex press elbow 90 brass | pcs | 13,63 | Composite parts, Alpex | 81
425535 | 1737060 | 26 Alpex press elbow 90 brass | pcs | 20,11 | Composite parts, Alpex | 81
425540 | 1737065 | 32 Alpex press elbow 90 brass | pcs | 25,39 | Composite parts, Alpex | 81
425525 | 1737053 | 16 Alpex press elbow 90 brass | pcs | 10,78 | Composite parts, Alpex | 81
425500 | 1737020 | 26 Alpex press elbow 45 brass | pcs | 26,95 | Composite parts, Alpex | 81
425505 | 1737025 | 32 Alpex press elbow 45 brass | pcs | 32,45 | Composite parts, Alpex | 81
425570 | 1737153 | 16 Elbow connector Alpex-Duo® 90° PPSU compression | pcs | 6,39 | Composite parts, Alpex | 81
425575 | 1737156 | 20 Alpex press elbow 90 PPSU | pcs | 7,44 | Composite parts, Alpex | 81
425580 | 1737160 | 26 Alpex press elbow 90 PPSU | pcs | 11,22 | Composite parts, Alpex | 81
425585 | 1737165 | 32 Alpex press elbow 90 PPSU | pcs | 16,12 | Composite parts, Alpex | 81
425545 | 1737073 | 40 Alpex press elbow 90 brass / PPSU | pcs | 57,95 | Composite parts, Alpex | 81
425550 | 1737078 | 50 Alpex press elbow 90 brass / PPSU | pcs | 70,94 | Composite parts, Alpex | 81
425555 | 1737086 | 63 Alpex press elbow 90 brass / PPSU | pcs | 139,08 | Composite parts, Alpex | 81
425510 | 1737031 | 40 Alpex press elbow 45 brass / PPSU | pcs | 57,76 | Composite parts, Alpex | 81
425515 | 1737038 | 50 Alpex press elbow 45 brass / PPSU | pcs | 70,94 | Composite parts, Alpex | 81
425520 | 1737046 | 63 Alpex press elbow 45 brass / PPSU | pcs | 134,97 | Composite parts, Alpex | 81
425790 | 1737523 | 16x20x16 T-connector Alpex-Duo® PPSU compression | pcs | 10,96 | Composite parts, Alpex | 81
425795 | 1737533 | 20x16x16 T-connector Alpex-Duo® PPSU compression | pcs | 11,62 | Composite parts, Alpex | 80
425800 | 1737534 | 20x16x20 T-connector Alpex-Duo® PPSU compression | pcs | 11,62 | Composite parts, Alpex | 81
425805 | 1737536 | 20x20x16 T-connector Alpex-Duo® PPSU compression | pcs | 11,75 | Composite parts, Alpex | 81
425810 | 1737537 | 20x20x20 T-connector Alpex-Duo® PPSU compression | pcs | 10,90 | Composite parts, Alpex | 81
425815 | 1737538 | 20x26x20 T-connector Alpex-Duo® PPSU compression | pcs | 15,54 | Composite parts, Alpex | 81
425820 | 1737539 | 20x32x20 T-connector Alpex-Duo® PPSU compression | pcs | 19,18 | Composite parts, Alpex | 81
425845 | 1737549 | 26x20x20 T-connector Alpex-Duo® PPSU compression | pcs | 15,66 | Composite parts, Alpex | 81
425835 | 1737550 | 26x16x26 T-connector Alpex-Duo® PPSU compression | pcs | 15,87 | Composite parts, Alpex | 81
425840 | 1737552 | 26x20x16 T-connector Alpex-Duo® PPSU compression | pcs | 15,54 | Composite parts, Alpex | 81
425830 | 1737553 | 26x16x20 T-connector Alpex-Duo® PPSU compression | pcs | 15,54 | Composite parts, Alpex | 81
425850 | 1737554 | 26x20x26 T-connector Alpex-Duo® PPSU compression | pcs | 16,00 | Composite parts, Alpex | 81
425855 | 1737556 | 26x26x16 T-connector Alpex-Duo® PPSU compression | pcs | 15,87 | Composite parts, Alpex | 81
425860 | 1737557 | 26x26x20 T-connector Alpex-Duo® PPSU compression | pcs | 21,35 | Composite parts, Alpex | 81
425825 | 1737558 | 26x26x26 T-connector Alpex-Duo® PPSU compression | pcs | 15,03 | Composite parts, Alpex | 81
425865 | 1737761 | 26x32x20 T-connector Alpex-Duo® PPSU compression | pcs | 19,18 | Composite parts, Alpex | 81
425870 | 1737559 | 26x32x26 T-connector Alpex-Duo® PPSU compression | pcs | 19,57 | Composite parts, Alpex | 81
425880 | 1737571 | 32x16x26 T-connector Alpex-Duo® PPSU compression | pcs | 20,11 | Composite parts, Alpex | 81
425885 | 1737572 | 32x16x32 T-connector Alpex-Duo® PPSU compression | pcs | 21,47 | Composite parts, Alpex | 81
425890 | 1737575 | 32x20x20 T-connector Alpex-Duo® PPSU compression | pcs | 20,87 | Composite parts, Alpex | 81
425895 | 1737576 | 32x20x26 T-connector Alpex-Duo® PPSU compression | pcs | 21,07 | Composite parts, Alpex | 81
425900 | 1737577 | 32x20x32 T-connector Alpex-Duo® PPSU compression | pcs | 21,47 | Composite parts, Alpex | 81
425905 | 1737580 | 32x26x20 T-connector Alpex-Duo® PPSU compression | pcs | 21,07 | Composite parts, Alpex | 81
425910 | 1737581 | 32x26x26 T-connector Alpex-Duo® PPSU compression | pcs | 22,71 | Composite parts, Alpex | 81
425915 | 1737582 | 32x26x32 T-connector Alpex-Duo® PPSU compression | pcs | 21,86 | Composite parts, Alpex | 81
425920 | 1737585 | 32x32x20 T-connector Alpex-Duo® PPSU compression | pcs | 21,47 | Composite parts, Alpex | 81
425925 | 1737586 | 32x32x26 T-connector Alpex-Duo® PPSU compression | pcs | 21,86 | Composite parts, Alpex | 81
425875 | 1737587 | 32x32x32 T-connector Alpex-Duo® PPSU compression | pcs | 20,17 | Composite parts, Alpex | 81
426085 | 1738248 | "40x1 1/4"" Alpex press elbow uk brass" | pcs | 63,44 | Composite parts, Alpex | 81
426090 | 1738257 | "50x1 1/2"" Alpex press elbow uk brass" | pcs | 94,89 | Composite parts, Alpex | 81
425590 | 1737222 | 16x16x16 T-connector Alpex-Duo® brass compression | pcs | 12,54 | Composite parts, Alpex | 81
425595 | 1737223 | 16x20x16 T-connector Alpex-Duo® brass compression | pcs | 16,63 | Composite parts, Alpex | 81
425600 | 1737237 | 20x20x20 T-connector Alpex-Duo® brass compression | pcs | 17,49 | Composite parts, Alpex | 81
425605 | 1737233 | 20x16x16 T-connector Alpex-Duo® brass compression | pcs | 18,08 | Composite parts, Alpex | 81
425610 | 1737234 | 20x16x20 T-connector Alpex-Duo® brass compression | pcs | 16,71 | Composite parts, Alpex | 81
425615 | 1737236 | 20x20x16 T-connector Alpex-Duo® brass compression | pcs | 16,96 | Composite parts, Alpex | 81
425620 | 1737238 | 20x26x20 T-connector Alpex-Duo® brass compression | pcs | 24,01 | Composite parts, Alpex | 81
425625 | 1737258 | 26x26x26 T-connector Alpex-Duo® brass compression | pcs | 23,90 | Composite parts, Alpex | 81
425630 | 1737249 | 26x16x20 T-connector Alpex-Duo® brass compression | pcs | 21,66 | Composite parts, Alpex | 81
425635 | 1737250 | 26x16x26 T-connector Alpex-Duo® brass compression | pcs | 23,50 | Composite parts, Alpex | 81
425640 | 1737252 | 26x20x16 T-connector Alpex-Duo® brass compression | pcs | 24,21 | Composite parts, Alpex | 81
425645 | 1737253 | 26x20x20 T-connector Alpex-Duo® brass compression | pcs | 22,00 | Composite parts, Alpex | 81
425650 | 1737254 | 26x20x26 T-connector Alpex-Duo® brass compression | pcs | 22,26 | Composite parts, Alpex | 81
425655 | 1737256 | 26x26x16 T-connector Alpex-Duo® brass compression | pcs | 24,61 | Composite parts, Alpex | 81
425660 | 1737257 | 26x26x20 T-connector Alpex-Duo® brass compression | pcs | 24,61 | Composite parts, Alpex | 81
425665 | 1737259 | 26x32x26 T-connector Alpex-Duo® brass compression | pcs | 34,32 | Composite parts, Alpex | 81
425670 | 1737287 | 32x32x32 T-connector Alpex-Duo® brass compression | pcs | 37,92 | Composite parts, Alpex | 81
425675 | 1737271 | 32x16x26 T-connector Alpex-Duo® brass compression | pcs | 36,23 | Composite parts, Alpex | 81
425680 | 1737272 | 32x16x32 T-connector Alpex-Duo® brass compression | pcs | 34,32 | Composite parts, Alpex | 81
425685 | 1737275 | 32x20x20 T-connector Alpex-Duo® brass compression | pcs | 35,76 | Composite parts, Alpex | 81
425690 | 1737276 | 32x20x26 T-connector Alpex-Duo® brass compression | pcs | 30,29 | Composite parts, Alpex | 81
425695 | 1737277 | 32x20x32 T-connector Alpex-Duo® brass compression | pcs | 34,32 | Composite parts, Alpex | 81
425700 | 1737281 | 32x26x26 T-connector Alpex-Duo® brass compression | pcs | 33,99 | Composite parts, Alpex | 81
425705 | 1737282 | 32x26x32 T-connector Alpex-Duo® brass compression | pcs | 34,66 | Composite parts, Alpex | 81
425710 | 1737285 | 32x32x20 T-connector Alpex-Duo® brass compression | pcs | 32,45 | Composite parts, Alpex | 81
425715 | 1737286 | 32x32x26 T-connector Alpex-Duo® brass compression | pcs | 34,46 | Composite parts, Alpex | 81
426095 | 1738290 | "16x1/2"" Alpex press elbow sk brass" | pcs | 9,40 | Composite parts, Alpex | 81
426100 | 1738291 | "20x1/2"" Alpex press elbow sk brass" | pcs | 14,48 | Composite parts, Alpex | 81
426105 | 1738299 | "20x3/4"" Alpex press elbow sk brass" | pcs | 15,27 | Composite parts, Alpex | 81
426110 | 1738300 | "26x3/4"" Alpex press elbow sk brass" | pcs | 18,41 | Composite parts, Alpex | 81
426115 | 1738307 | 32x1 Alpex press elbow sk brass | pcs | 28,84 | Composite parts, Alpex | 81
425725 | 1737308 | 40x20x40 T-connector Alpex L brass compression fi | pcs | 78,12 | Composite parts, Alpex | 81
425730 | 1737314 | 40x26x40 T-connector Alpex L brass compression fi | pcs | 75,97 | Composite parts, Alpex | 81
425735 | 1737320 | 40x32x40 T-connector Alpex L brass compression fi | pcs | 80,01 | Composite parts, Alpex | 81
425745 | 1737349 | 50x20x50 T-connector Alpex L brass compression fi | pcs | 95,80 | Composite parts, Alpex | 81 | 4013960307504
425750 | 1737356 | 50x26x50 T-connector Alpex L brass compression fi | pcs | 96,19 | Composite parts, Alpex | 81
425755 | 1737363 | 50x32x50 T-connector Alpex L brass compression fi | pcs | 95,10 | Composite parts, Alpex | 81
425765 | 1737442 | 63x63x63 T-connector Alpex L brass compression fi | pcs | 192,20 | Composite parts, Alpex | 81
425770 | 1737418 | 63x32x63 T-connector Alpex L brass compression fi | pcs | 180,65 | Composite parts, Alpex | 81
425775 | 1737426 | 63x40x63 T-connector Alpex L brass compression fi | pcs | 177,79 | Composite parts, Alpex | 81
425780 | 1737434 | 63x50x63 T-connector Alpex L brass compression fi | pcs | 180,84 | Composite parts, Alpex | 81
426120 | 1738590 | "16x1/2""x16 T-connector Alpex-Duo® brass interna | pcs | 17,88 | Composite parts, Alpex | 81
426125 | 1738591 | "20x1/2""x20 T-connector Alpex-Duo® brass interna | pcs | 20,42 | Composite parts, Alpex | 81
426130 | 1738599 | "20x3/4""x20 T-connector Alpex-Duo® brass interna | pcs | 22,77 | Composite parts, Alpex | 81
426135 | 1738592 | "26x1/2""x26 T-connector Alpex-Duo® brass interna | pcs | 24,15 | Composite parts, Alpex | 81
426140 | 1738600 | "26x3/4""x26 T-connector Alpex-Duo® brass interna | pcs | 26,10 | Composite parts, Alpex | 81
426145 | 1738593 | "32x1/2""x32 T-connector Alpex-Duo® brass interna | pcs | 31,78 | Composite parts, Alpex | 81
426150 | 1738601 | "32x3/4""x32 T-connector Alpex-Duo® brass interna | pcs | 31,78 | Composite parts, Alpex | 81
426155 | 1738609 | "32x1""x32 T-connector Alpex-Duo® brass internal | pcs | 35,18 | Composite parts, Alpex | 81
425720 | 1737326 | 40x40x40 T-connector Alpex L PPSU compression fit | pcs | 77,14 | Composite parts, Alpex | 81
425740 | 1737377 | 50x50x50 T-connector Alpex L PPSU compression fit | pcs | 96,19 | Composite parts, Alpex | 81
425760 | 1737370 | 50x40x50 T-connector Alpex L PPSU compression fit | pcs | 92,81 | Composite parts, Alpex | 81
426160 | 1738594 | "40x1/2""x40 T-connector Alpex L 90° brass intern | pcs | 63,83 | Composite parts, Alpex | 81
426165 | 1738603 | "50x3/4""x50 T-connector Alpex L 90° brass intern | pcs | 87,97 | Composite parts, Alpex | 81
426170 | 1738612 | "63x1""x63 T-connector Alpex L 90° brass internal | pcs | 173,08 | Composite parts, Alpex | 81
426215 | 1738828 | "40x1 1/4"" Straight connector Alpex L brass exte | pcs | 39,63 | Composite parts, Alpex | 81
426220 | 1738829 | "40x1 1/2"" Straight connector Alpex L brass exte | pcs | 62,79 | Composite parts, Alpex | 81 | 4013960301250
426225 | 1738837 | "50x1 1/2"" Straight connector Alpex L brass exte | pcs | 63,56 | Composite parts, Alpex | 81
426230 | 1738846 | "63x2"" Straight connector Alpex L brass external | pcs | 87,97 | Composite parts, Alpex | 81
426235 | 1738870 | "16x1/2"" Straight connector Alpex-Duo® brass int | pcs | 6,59 | Composite parts, Alpex | 81
426240 | 1738871 | "20x1/2"" Straight connector Alpex-Duo® brass int | pcs | 10,12 | Composite parts, Alpex | 81
426245 | 1738879 | "20x3/4"" Straight connector Alpex-Duo® brass int | pcs | 9,71 | Composite parts, Alpex | 81
426250 | 1738880 | "26x3/4"" Straight connector Alpex-Duo® brass int | pcs | 14,88 | Composite parts, Alpex | 81
426255 | 1738888 | "26x1"" Straight connector Alpex-Duo® brass inter | pcs | 16,96 | Composite parts, Alpex | 81
426260 | 1738889 | "32x1"" Straight connector Alpex-Duo® brass inter | pcs | 22,00 | Composite parts, Alpex | 81
426175 | 1738792 | "16x3/8"" Straight connector Alpex-Duo® brass ext | pcs | 4,82 | Composite parts, Alpex | 81
426180 | 1738800 | "16x1/2"" Straight connector Alpex-Duo® brass ext | pcs | 5,81 | Composite parts, Alpex | 81
426185 | 1738801 | "20x1/2"" Straight connector Alpex-Duo® brass ext | pcs | 7,84 | Composite parts, Alpex | 81
426190 | 1738809 | "20x3/4"" Straight connector Alpex-Duo® brass ext | pcs | 8,16 | Composite parts, Alpex | 81
426195 | 1738817 | "20x1"" Straight connector Alpex-Duo® brass exter | pcs | 11,94 | Composite parts, Alpex | 81
426200 | 1738810 | "26x3/4"" Straight connector Alpex-Duo® brass ext | pcs | 11,94 | Composite parts, Alpex | 81
426205 | 1738818 | "26x1"" Straight connector Alpex-Duo® brass exter | pcs | 14,16 | Composite parts, Alpex | 81
426210 | 1738819 | "32x1"" Straight connector Alpex-Duo® brass exter | pcs | 15,60 | Composite parts, Alpex | 81
426265 | 1738898 | "40x1 1/4"" Straight connector Alpex L brass inte | pcs | 41,50 | Composite parts, Alpex | 81
426270 | 1738907 | "50x1 1/2"" Straight connector Alpex L brass inte | pcs | 59,01 | Composite parts, Alpex | 81
425970 | 1738029 | 40x26 Straight connector Alpex L brass compressio | pcs | 37,86 | Composite parts, Alpex | 81
425975 | 1738030 | 40x32 Straight connector Alpex L brass compressio | pcs | 39,34 | Composite parts, Alpex | 81
425985 | 1738036 | 50x32 Straight connector Alpex L brass compressio | pcs | 50,58 | Composite parts, Alpex | 81
426000 | 1738044 | 63x40 Straight connector Alpex L brass compressio | pcs | 85,03 | Composite parts, Alpex | 81
426005 | 1738045 | 63x50 Straight connector Alpex L brass compressio | pcs | 87,78 | Composite parts, Alpex | 81
426275 | 1739106 | 16x10 Coupling connector Alpex | pcs | 6,46 | Composite parts, Alpex | 81
426280 | 1739107 | 16x12 F50PROFI Coupling connector Alpex | pcs | 6,66 | Composite parts, Alpex | 81
426390 | 1739270 | "16x1/2"" Connector Alpex-Duo® Brass, external th | pcs | 16,91 | Composite parts, Alpex | 81
426395 | 1739271 | "20x1/2"" F50 PROFI Connector Alpex-Duo® Brass, ex | pcs | 30,68 | Composite parts, Alpex | 81
426400 | 1739280 | "26x3/4"" F50 PROFI Connector Alpex-Duo® Brass, ex | pcs | 33,61 | Composite parts, Alpex | 81
426405 | 1739289 | """32x1"""" "" Connector Alpex-Duo® Brass, externa | pcs | 50,84 | Composite parts, Alpex | 81
426305 | 1739133 | 16 Plug Alpex-Duo® PPSU Press fitting | pcs | 4,11 | Composite parts, Alpex | 81
426310 | 1739134 | 20 Plug Alpex-Duo® PPSU Press fitting | pcs | 4,70 | Composite parts, Alpex | 81
426315 | 1739135 | 26 Plug Alpex-Duo® PPSU Press fitting | pcs | 8,49 | Composite parts, Alpex | 81
426320 | 1739136 | 32 Plug Alpex-Duo® PPSU Press fitting | pcs | 12,60 | Composite parts, Alpex | 81
426525 |  | "1""x 3/4"" Double nipple Alpex Reducing" | pcs | 19,57 | Composite parts, Alpex | 81
426530 |  | "1 1/4""x 1"" Double nipple Alpex Reducing" | pcs | 29,23 | Composite parts, Alpex | 81
426410 | 1739300 | "20x3/4"" Alpex pressure connector angle sk, brass | pcs | 23,36 | Composite parts, Alpex | 81 | 4013960302806
426325 | 1739192 | "16x3/8"" Connector Alpex-Duo® Brass internal thr | pcs | 9,32 | Composite parts, Alpex | 81 | 4013960248197
426330 | 1739200 | "16x1/2"" Connector Alpex-Duo® Brass internal thr | pcs | 9,32 | Composite parts, Alpex | 81 | 4013960307351
426335 | 1739208 | "16x3/4"" Connector Alpex-Duo® Brass internal thr | pcs | 9,40 | Composite parts, Alpex | 81
426340 | 1739209 | "20x3/4"" Connector Alpex-Duo® Brass internal thr | pcs | 9,06 | Composite parts, Alpex | 81
426345 | 1739217 | "20x1"" Connector Alpex-Duo® Brass internal threa | pcs | 11,81 | Composite parts, Alpex | 81
426350 | 1739210 | "26x3/4"" Connector Alpex-Duo® Brass internal thr | pcs | 23,36 | Composite parts, Alpex | 81 | 4013960301236
426355 | 1739218 | "26x1"" Connector Alpex-Duo® Brass internal threa | pcs | 16,05 | Composite parts, Alpex | 81
426360 | 1739219 | """32x1"""" "" Connector Alpex-Duo® Brass internal | pcs | 28,84 | Composite parts, Alpex | 81 | 4013960301243
426365 | 1739227 | "32x1 1/4"" Connector Alpex-Duo® Brass internal t | pcs | 24,61 | Composite parts, Alpex | 81
426370 | 1739235 | "32x1 1/2"" Connector Alpex-Duo® Brass internal t | pcs | 26,57 | Composite parts, Alpex | 81
426510 |  | 16x16 Alpex-plus pistoliitin | pcs | 8,41 | Composite parts, Alpex | 81
426515 |  | 20x20 Alpex-plus pistoliitin | pcs | 9,06 | Composite parts, Alpex | 81
426375 | 1739236 | "40x1 1/2"" Connector Alpex L Brass internal thre | pcs | 65,27 | Composite parts, Alpex | 81
426380 | 1739245 | """50x2"""" Connector Alpex L Brass internal threa | pcs | 70,36 | Composite parts, Alpex | 81
426385 | 1739246 | "63x2"" Connector Alpex L Brass internal thread" | pcs | 131,89 | Composite parts, Alpex | 81 | 4013960154047
426540 | 1739123 | 16 Plug Alpex-Duo® Brass Press fitting | pcs | 4,63 | Composite parts, Alpex | 81
426545 | 1739124 | 20 Plug Alpex-Duo® Brass Press fitting | pcs | 6,39 | Composite parts, Alpex | 81
426550 | 1739125 | 26 Plug Alpex-Duo® Brass Press fitting | pcs | 11,22 | Composite parts, Alpex | 81
426555 | 1739126 | 32 Plug Alpex-Duo® Brass Press fitting | pcs | 13,45 | Composite parts, Alpex | 81
426290 |  | 16x15 Coupling connector Alpex-Plus® push-fit conn | pcs | 11,81 | Composite parts, Alpex | 81
426295 |  | 20x22 Coupling connector Alpex-Plus® push-fit conn | pcs | 13,78 | Composite parts, Alpex | 81
426300 |  | 26x22 Coupling connector Alpex-Plus® push-fit conn | pcs | 18,99 | Composite parts, Alpex | 81
426560 | 1739143 | 16 Test pressure plug Alpex Brass | pcs | 113,51 | Composite parts, Alpex | 81
426565 | 1739144 | 20 Test pressure plug Alpex Brass | pcs | 123,22 | Composite parts, Alpex | 81
426570 | 1739145 | 26 Test pressure plug Alpex Brass | pcs | 127,80 | Composite parts, Alpex | 81
426575 | 1739146 | 32 Test pressure plug Alpex Brass | pcs | 129,49 | Composite parts, Alpex | 81
425561 | 1737120 | 26-26 Alpex press elbow 45 PPSU F50 PROFI | pcs | 11,22 | Composite parts, Alpex | 81
425566 | 1737125 | 32-32 Alpex press elbow 45 PPSU F50 PROFI | pcs | 16,12 | Composite parts, Alpex | 81
426285 | 1739108 | 16x15 Alpex connection fitting for cu pipe F50 PRO | pcs | 12,97 | Composite parts, Alpex | 81 | 4013960264852
425786 | 1737522 | 16-16-16 Alpex press T-fitting, PPSU F50 PROFI | pcs | 8,87 | Composite parts, Alpex | 81
425796 | 1737533 | 20-16-16 Alpex press T-fitting, PPSU F50 PROFI | pcs | 11,62 | Composite parts, Alpex | 81
425801 | 1737534 | 20-16-20 Alpex press T-fitting, PPSU F50 PROFI | pcs | 11,62 | Composite parts, Alpex | 81
425811 | 1737537 | 20-20-20 Alpex press T-fitting, PPSU F50 PROFI | pcs | 10,90 | Composite parts, Alpex | 81
425826 | 1737558 | 26-26-26 Alpex press T-fitting, PPSU F50 PROFI | pcs | 15,03 | Composite parts, Alpex | 81
425836 | 1737550 | 26-16-26 Alpex press T-fitting, PPSU F50 PROFI | pcs | 15,87 | Composite parts, Alpex | 81
425876 | 1737587 | 32-32-32 Alpex press T-fitting, PPSU F50 PROFI | pcs | 20,17 | Composite parts, Alpex | 81
426066 | 1738221 | 20-R1/2 alpex F50 PROFI elbow | pcs | 16,63 | Composite parts, Alpex | 81
426071 | 1738229 | 20-R3/4 alpex F50 PROFI elbow | pcs | 17,88 | Composite parts, Alpex | 81
426076 | 1738230 | 26-R3/4 alpex F50 PROFI elbow | pcs | 18,60 | Composite parts, Alpex | 81
426081 | 1738239 | 32-1R alpex F50 PROFI elbow | pcs | 28,65 | Composite parts, Alpex | 81
426016 | 1738113 | 16-16 alpex F50 PROFI coupling PPSU | pcs | 4,96 | Composite parts, Alpex | 81
426026 | 1738116 | 20-20 alpex F50 PROFI coupling PPSU | pcs | 5,22 | Composite parts, Alpex | 81
426036 | 1738120 | 26-26 alpex F50 PROFI coupling PPSU | pcs | 8,62 | Composite parts, Alpex | 81
426051 | 1738125 | 32-32 alpex F50 PROFI coupling PPSU | pcs | 11,81 | Composite parts, Alpex | 81
426236 | 1738870 | 16-Rp1/2 alpex F50 PROFI adapter | pcs | 8,69 | Composite parts, Alpex | 81
426241 | 1738871 | 20-Rp1/2 alpex F50 PROFI adapter | pcs | 10,12 | Composite parts, Alpex | 81
426246 | 1738879 | 20-Rp3/4 alpex F50 PROFI adapter | pcs | 9,71 | Composite parts, Alpex | 81
426251 | 1738880 | 26-Rp3/4 alpex F50 PROFI adapter | pcs | 14,88 | Composite parts, Alpex | 81
426256 | 1738888 | 26-Rp1 alpex F50 PROFI adapter | pcs | 16,96 | Composite parts, Alpex | 81
426261 | 1738889 | 32-Rp1 alpex F50 PROFI adapter | pcs | 22,00 | Composite parts, Alpex | 81
425571 | 1737153 | 16-16 alpex F50 PROFI elbow 90 degrees PPSU | pcs | 6,39 | Composite parts, Alpex | 81
425576 | 1737156 | 20-20 alpex F50 PROFI elbow 90 degrees PPSU | pcs | 7,44 | Composite parts, Alpex | 81
425581 | 1737160 | 26-26 alpex F50 PROFI elbow 90 degrees PPSU | pcs | 11,22 | Composite parts, Alpex | 81
425586 | 1737165 | 32-32 alpex F50 PROFI elbow 90 degrees PPSU | pcs | 16,12 | Composite parts, Alpex | 81
426181 | 1738800 | 16-R1/2 alpex F50 PROFI adapter | pcs | 5,81 | Composite parts, Alpex | 81
426186 | 1738801 | 20-R1/2 alpex F50 PROFI adapter | pcs | 7,84 | Composite parts, Alpex | 81
426191 | 1738809 | 20-R3/4 alpex F50 PROFI adapter | pcs | 10,26 | Composite parts, Alpex | 81
426201 | 1738810 | 26-R3/4 alpex F50 PROFI adapter | pcs | 11,94 | Composite parts, Alpex | 81
426206 | 1738818 | 26-R1 alpex F50 PROFI adapter | pcs | 14,16 | Composite parts, Alpex | 81
426211 | 1738819 | 32-R1 alpex F50 PROFI adapter | pcs | 15,60 | Composite parts, Alpex | 81
423200 | 1570102 | 8 Single socket bend, brass | pcs | 7,38 | Couplers, brass | 76
423205 | 1570103 | 10 Single socket bend, brass | pcs | 8,05 | Couplers, brass | 76
423210 | 1570104 | 15 Single socket bend, brass | pcs | 7,48 | Couplers, brass | 76
423215 | 1570105 | 20 Single socket bend, brass | pcs | 10,46 | Couplers, brass | 76
423220 | 1570106 | 25 Single socket bend, brass | pcs | 13,50 | Couplers, brass | 76
423225 | 1570107 | 32 Single socket bend, brass | pcs | 20,60 | Couplers, brass | 76
423230 | 1570108 | 40 Single socket bend, brass | pcs | 41,25 | Couplers, brass | 76
423235 | 1570109 | 50 Single socket bend, brass | pcs | 62,22 | Couplers, brass | 76
423240 | 1570110 | 65 Single socket bend, brass | pcs | 151,86 | Couplers, brass | 76
423245 | 1570203 | 10 Single socket bend, brass chro | pcs | 4,97 | Couplers, brass | 76
423250 | 1570204 | 15 Single socket bend, brass chro | pcs | 10,57 | Couplers, brass | 76
423255 | 1570205 | 20 Single socket bend, brass chro | pcs | 16,62 | Couplers, brass | 76
423295 | 1570502 | 8 T-joint Brass internal thread | pcs | 8,53 | Couplers, brass | 76
423300 | 1570503 | 10 T-joint Brass internal thread | pcs | 9,86 | Couplers, brass | 76
423305 | 1570504 | 15 T-joint Brass internal thread | pcs | 9,20 | Couplers, brass | 76
423310 | 1570505 | 20 T-joint Brass internal thread | pcs | 12,08 | Couplers, brass | 76
423315 | 1570506 | 25 T-joint Brass internal thread | pcs | 16,95 | Couplers, brass | 76
423320 | 1570507 | 32 T-joint Brass internal thread | pcs | 34,37 | Couplers, brass | 76
423325 | 1570508 | 40 T-joint Brass internal thread | pcs | 54,00 | Couplers, brass | 76
423330 | 1570509 | 50 T-joint Brass internal thread | pcs | 93,00 | Couplers, brass | 76
423335 | 1570510 | 65 T-joint Brass internal thread | pcs | 261,76 | Couplers, brass | 76
423340 | 1570511 | 80 T-joint Brass internal thread | pcs | 469,44 | Couplers, brass | 76
423345 | 1570512 | 100 T-joint Brass internal thread | pcs | 436,99 | Couplers, brass | 76
423350 | 1570604 | 15 T-joint Brass internal thread Chromed | pcs | 8,62 | Couplers, brass | 76
423355 | 1570605 | 20 T-joint Brass internal thread Chromed | pcs | 20,92 | Couplers, brass | 76
423360 | 1570701 | 8x6 Reducing nipple Brass | pcs | 1,50 | Couplers, brass | 76
423365 | 1570702 | 10x6 Reducing nipple Brass | pcs | 2,02 | Couplers, brass | 76
423370 | 1570703 | 10x8 Reducing nipple Brass | pcs | 1,79 | Couplers, brass | 76
423380 | 1570705 | 15x8 Reducing nipple Brass | pcs | 2,71 | Couplers, brass | 76
423385 | 1570706 | 15x10 Reducing nipple Brass | pcs | 2,67 | Couplers, brass | 76
423390 | 1570708 | 20x10 Reducing nipple Brass | pcs | 3,96 | Couplers, brass | 76
423395 | 1570709 | 20x15 Reducing nipple Brass | pcs | 3,24 | Couplers, brass | 76
423400 | 1570712 | 25x15 Reducing nipple Brass | pcs | 6,61 | Couplers, brass | 76
423405 | 1570713 | 25x20 Reducing nipple Brass | pcs | 4,97 | Couplers, brass | 76
423410 | 1570715 | 32x15 Reducing nipple Brass | pcs | 11,38 | Couplers, brass | 76
423415 | 1570716 | 32x20 Reducing nipple Brass | pcs | 8,89 | Couplers, brass | 76
423420 | 1570717 | 32x25 Reducing nipple Brass | pcs | 8,68 | Couplers, brass | 76
423425 | 1570719 | 40x15 Reducing nipple Brass | pcs | 24,00 | Couplers, brass | 76
423430 | 1570720 | 40x20 Reducing nipple Brass | pcs | 15,70 | Couplers, brass | 76
423435 | 1570721 | 40x25 Reducing nipple Brass | pcs | 16,92 | Couplers, brass | 76
423440 | 1570722 | 40x32 Reducing nipple Brass | pcs | 17,26 | Couplers, brass | 76
423445 | 1570724 | 50x20 Reducing nipple Brass | pcs | 30,87 | Couplers, brass | 76
423450 | 1570725 | 50x25 Reducing nipple Brass | pcs | 28,24 | Couplers, brass | 76
423455 | 1570726 | 50x32 Reducing nipple Brass | pcs | 25,58 | Couplers, brass | 76
423460 | 1570727 | 50x40 Reducing nipple Brass | pcs | 20,76 | Couplers, brass | 76
423465 | 1570731 | 65x50 Reducing nipple Brass | pcs | 34,80 | Couplers, brass | 76
423470 | 1570735 | 80x50 Reducing nipple Brass | pcs | 61,90 | Couplers, brass | 76
423475 | 1570736 | 80x65 Reducing nipple Brass | pcs | 129,36 | Couplers, brass | 76
423490 | 1570806 | 15x10 Reducing nipple Brass Chromed | pcs | 6,50 | Couplers, brass | 76
423495 | 1570809 | 20x15 Reducing nipple Brass Chromed | pcs | 6,50 | Couplers, brass | 76
423500 | 1570903 | 10x8 Reducing double nipple Brass | pcs | 2,71 | Couplers, brass | 76
423505 | 1570905 | 15x8 Reducing double nipple Brass | pcs | 4,17 | Couplers, brass | 76
423510 | 1570906 | 15x10 Reducing double nipple Brass | pcs | 4,01 | Couplers, brass | 76
423515 | 1570908 | 20x10 Reducing double nipple Brass | pcs | 6,22 | Couplers, brass | 76
423520 | 1570909 | 20x15 Reducing double nipple Brass | pcs | 5,14 | Couplers, brass | 76
423525 | 1570912 | 25x15 Reducing double nipple Brass | pcs | 10,44 | Couplers, brass | 76
423530 | 1570913 | 25x20 Reducing double nipple Brass | pcs | 9,36 | Couplers, brass | 76
423535 | 1570916 | 32x20 Reducing double nipple Brass | pcs | 25,09 | Couplers, brass | 76
423540 | 1570917 | 32x25 Reducing double nipple Brass | pcs | 11,36 | Couplers, brass | 76
423545 | 1570921 | 40x25 Reducing double nipple Brass | pcs | 34,96 | Couplers, brass | 76
423550 | 1570922 | 40x32 Reducing double nipple Brass | pcs | 16,86 | Couplers, brass | 76
423555 | 1570927 | 50x40 Reducing double nipple Brass | pcs | 44,61 | Couplers, brass | 76
423680 | 1571403 | 10 Double nipple Brass Chromed | pcs | 5,20 | Couplers, brass | 76 | 6415895004950
423685 | 1571404 | 15 Double nipple Brass Chromed | pcs | 5,36 | Couplers, brass | 76
423690 | 1571405 | 20 Double nipple Brass Chromed | pcs | 5,63 | Couplers, brass | 76
423695 | 1571406 | 25 Double nipple Brass Chromed | pcs | 6,43 | Couplers, brass | 76 | 6438540000633
423615 | 1571203 | 10 Coupling Brass Chromed | pcs | 3,44 | Couplers, brass | 76 | 6415895004684
423620 | 1571204 | 15 Coupling Brass Chromed | pcs | 5,15 | Couplers, brass | 76
423625 | 1571205 | 20 Coupling Brass Chromed | pcs | 6,35 | Couplers, brass | 76
423700 | 1571501 | 6 Plug Brass | pcs | 1,57 | Couplers, brass | 76
423705 | 1571502 | 8 Plug Brass | pcs | 2,28 | Couplers, brass | 76
423710 | 1571503 | 10 Plug Brass | pcs | 2,16 | Couplers, brass | 76 | 6415895035589
423715 | 1571504 | 15 Plug Brass | pcs | 2,57 | Couplers, brass | 76
423720 | 1571505 | 20 Plug Brass | pcs | 3,80 | Couplers, brass | 76
423725 | 1571506 | 25 Plug Brass | pcs | 4,83 | Couplers, brass | 76
423730 | 1571507 | 32 Plug Brass | pcs | 9,82 | Couplers, brass | 76
423735 | 1571508 | 40 Plug Brass | pcs | 11,82 | Couplers, brass | 76
423740 | 1571509 | 50 Plug Brass | pcs | 18,32 | Couplers, brass | 76
423745 | 1571603 | 10 Plug Brass Chromed | pcs | 1,99 | Couplers, brass | 76 | 6415895005001
423750 | 1571604 | 15 Plug Brass Chromed | pcs | 4,57 | Couplers, brass | 76
423755 | 1571605 | 20 Plug Brass Chromed | pcs | 4,50 | Couplers, brass | 76
423760 | 1571703 | 10 Hat Brass | pcs | 4,99 | Couplers, brass | 76
423765 | 1571704 | 15 Hat Brass | pcs | 5,45 | Couplers, brass | 76
423770 | 1571705 | 20 Hat Brass | pcs | 6,07 | Couplers, brass | 76
423775 | 1571706 | 25 Hat Brass | pcs | 12,13 | Couplers, brass | 76
423785 | 1571825 | 20 Hat Brass Chromed | pcs | 3,11 | Couplers, brass | 76
423855 | 1572141 | "3/4x10 Tap extension Brass 3/4""" | pcs | 7,71 | Couplers, brass | 76
423860 | 1572142 | "3/4x15 Tap extension Brass 3/4""" | pcs | 8,59 | Couplers, brass | 76
423865 | 1572143 | "3/4x20 Tap extension Brass 3/4""" | pcs | 9,97 | Couplers, brass | 76
423870 | 1572144 | "3/4x25 Tap extension Brass 3/4""" | pcs | 11,16 | Couplers, brass | 76
423875 | 1572145 | "3/4x30 Tap extension Brass 3/4""" | pcs | 12,65 | Couplers, brass | 76
423880 | 1572146 | "3/4x40 Tap extension Brass 3/4""" | pcs | 17,13 | Couplers, brass | 76
423885 | 1572147 | "3/4x50 Tap extension Brass 3/4""" | pcs | 19,24 | Couplers, brass | 76
423810 | 1572121 | "1/2x10 Tap extension Brass 1/2""" | pcs | 3,50 | Couplers, brass | 76
423815 | 1572122 | "1/2x15 Tap extension Brass 1/2""" | pcs | 4,27 | Couplers, brass | 76
423820 | 1572123 | "1/2x20 Tap extension Brass 1/2""" | pcs | 5,81 | Couplers, brass | 76
423825 | 1572124 | "1/2x25 Tap extension Brass 1/2""" | pcs | 6,58 | Couplers, brass | 76
423830 | 1572125 | "1/2x30 Tap extension Brass 1/2""" | pcs | 7,92 | Couplers, brass | 76
423835 | 1572126 | "1/2x35 Tap extension Brass 1/2""" | pcs | 9,77 | Couplers, brass | 76
423840 | 1572127 | "1/2x40 Tap extension Brass 1/2""" | pcs | 11,00 | Couplers, brass | 76
423845 | 1572129 | "1/2x50 Tap extension Brass 1/2""" | pcs | 12,44 | Couplers, brass | 76
423850 | 1572130 | "1/2x60 Tap extension Brass 1/2""" | pcs | 14,76 | Couplers, brass | 76
423790 | 1572101 | "3/8x10 Tap extension Brass 3/8""" | pcs | 4,83 | Couplers, brass | 76
423795 | 1572102 | "3/8x15 Tap extension Brass 3/8""" | pcs | 5,45 | Couplers, brass | 76
423800 | 1572103 | "3/8x20 Tap extension Brass 3/8""" | pcs | 6,07 | Couplers, brass | 76
423805 | 1572104 | "3/8x25 Tap extension Brass 3/8""" | pcs | 7,20 | Couplers, brass | 76
423895 | 1572222 | "1/2x15 Tap extension Brass 1/2"" Chromed" | pcs | 6,45 | Couplers, brass | 76
423900 | 1572223 | "1/2x20 Tap extension Brass 1/2"" Chromed" | pcs | 9,49 | Couplers, brass | 76
423905 | 1573112 | 3/8x10 Copper pipe nipple Brass Solderable | pcs | 3,11 | Couplers, brass | 76
423910 | 1573113 | 1/2x10 Copper pipe nipple Brass Solderable | pcs | 3,24 | Couplers, brass | 76
423915 | 1573117 | 3/8x12 Copper pipe nipple Brass Solderable | pcs | 3,65 | Couplers, brass | 76
423920 | 1573118 | 1/2x12 Copper pipe nipple Brass Solderable | pcs | 3,65 | Couplers, brass | 76
423925 | 1573121 | 3/8x15 Copper pipe nipple Brass Solderable | pcs | 5,14 | Couplers, brass | 76
423930 | 1573122 | 1/2x15 Copper pipe nipple Brass Solderable | pcs | 3,60 | Couplers, brass | 76
423935 | 1573125 | 1/2x18 Copper pipe nipple Brass Solderable | pcs | 3,65 | Couplers, brass | 76
423940 | 1573126 | 3/4x18 Copper pipe nipple Brass Solderable | pcs | 6,89 | Couplers, brass | 76
423945 | 1573129 | 3/4x22 Copper pipe nipple Brass Solderable | pcs | 4,83 | Couplers, brass | 76
423950 | 1573134 | 1x28 Copper pipe nipple Brass Solderable | pcs | 9,46 | Couplers, brass | 76
423955 | 1573138 | 1 1/4x35 Copper pipe nipple Brass Solderable | pcs | 13,06 | Couplers, brass | 76
423960 | 1573141 | 1 1/2x42 Copper pipe nipple Brass Solderable | pcs | 15,56 | Couplers, brass | 76
423965 | 1573142 | 2x54 Copper pipe nipple Brass Solderable | pcs | 22,98 | Couplers, brass | 76
423970 | 1573143 | 2 1/2x64 Copper pipe nipple Brass Solderable | pcs | 41,95 | Couplers, brass | 76
423975 | 1573144 | 3x76 Copper pipe nipple Brass Solderable | pcs | 87,21 | Couplers, brass | 76
423980 | 1573146 | 3x88 Copper pipe nipple Brass Solderable | pcs | 109,81 | Couplers, brass | 76
423985 | 1573148 | 4x108 Copper pipe nipple Brass Solderable | pcs | 312,52 | Couplers, brass | 76
423995 | 1573318 | 1/2x12 Tap coupling Brass Solderable | pcs | 6,27 | Couplers, brass | 76
424000 | 1573321 | 3/8x15 Tap coupling Brass Solderable | pcs | 5,60 | Couplers, brass | 76
424005 | 1573322 | 1/2x15 Tap coupling Brass Solderable | pcs | 6,27 | Couplers, brass | 76
424010 | 1573325 | 1/2x18 Tap coupling Brass Solderable | pcs | 6,22 | Couplers, brass | 76
424015 | 1573329 | 3/4x22 Tap coupling Brass Solderable | pcs | 8,59 | Couplers, brass | 76
424020 | 1573334 | 1x28 Tap coupling Brass Solderable | pcs | 13,52 | Couplers, brass | 76
424025 | 1573513 | 1/2x10 HanaAngle Brass Solderable | pcs | 11,93 | Couplers, brass | 76 | 6415895034575
424030 | 1573518 | 1/2x12 HanaAngle Brass Solderable | pcs | 11,18 | Couplers, brass | 76
424035 | 1573522 | 1/2x15 HanaAngle Brass Solderable | pcs | 9,40 | Couplers, brass | 76 | 6415895034599
424040 | 1573525 | 1/2x18 HanaAngle Brass Solderable | pcs | 16,66 | Couplers, brass | 76 | 6415895034605
424045 | 1573529 | 3/4x22 HanaAngle Brass Solderable | pcs | 16,66 | Couplers, brass | 76 | 6415895034612
424050 | 1573717 | 3/8x12 Connector Brass Solderable | pcs | 14,29 | Couplers, brass | 76 | 6415895034780
424055 | 1573718 | 1/2x12 Connector Brass Solderable | pcs | 16,66 | Couplers, brass | 76 | 6415895034797
424060 | 1573722 | 1/2x15 Connector Brass Solderable | pcs | 14,29 | Couplers, brass | 76
424065 | 1573725 | 1/2x18 Connector Brass Solderable | pcs | 13,52 | Couplers, brass | 76
424070 | 1573726 | 3/4x18 Connector Brass Solderable | pcs | 17,94 | Couplers, brass | 76
424075 | 1573729 | 3/4x22 Connector Brass Solderable | pcs | 20,46 | Couplers, brass | 76
424080 | 1573734 | 1x28 Connector Brass Solderable | pcs | 26,43 | Couplers, brass | 76
424085 | 1573738 | 1 1/4x35 Connector Brass Solderable | pcs | 36,42 | Couplers, brass | 76
424090 | 1573741 | 1 1/2x42 Connector Brass Solderable | pcs | 56,08 | Couplers, brass | 76
424095 | 1573742 | 2x54 Connector Brass Solderable | pcs | 87,37 | Couplers, brass | 76
424100 | 1573743 | 2 1/2x64 Connector Brass Solderable | pcs | 142,72 | Couplers, brass | 76
424105 | 1573744 | 3x76,1 Connector Brass Solderable | pcs | 356,09 | Couplers, brass | 76 | 6415895034902
424110 | 1573746 | 3x88,9 Connector Brass Solderable | pcs | 449,51 | Couplers, brass | 76 | 6415895034919
423630 | 1571301 | 6 Double nipple Brass | pcs | 1,84 | Couplers, brass | 76
423635 | 1571302 | 8 Double nipple Brass | pcs | 2,22 | Couplers, brass | 76
423640 | 1571303 | 10 Double nipple Brass | pcs | 2,37 | Couplers, brass | 76
423645 | 1571304 | 15 Double nipple Brass | pcs | 2,98 | Couplers, brass | 76
423650 | 1571305 | 20 Double nipple Brass | pcs | 4,37 | Couplers, brass | 76
423655 | 1571306 | 25 Double nipple Brass | pcs | 7,71 | Couplers, brass | 76
423660 | 1571307 | 32 Double nipple Brass | pcs | 10,39 | Couplers, brass | 76
423665 | 1571308 | 40 Double nipple Brass | pcs | 15,01 | Couplers, brass | 76
423670 | 1571309 | 50 Double nipple Brass | pcs | 22,01 | Couplers, brass | 76
423675 | 1571310 | 65 Double nipple Brass | pcs | 59,51 | Couplers, brass | 76
423676 | 1571311 | 80 Double nipple Brass | pcs | 105,42 | Couplers, brass | 76 | 6415895036005
424120 | 1574603 | 3/8'' Brass Connector, Straight sk/uk | pcs | 34,96 | Couplers, brass | 76 | 6415895074885
424125 | 1574604 | 1/2'' Brass Connector, Straight sk/uk | pcs | 45,09 | Couplers, brass | 76 | 6415895074892
424130 | 1574605 | 3/4'' Brass Connector, Straight sk/uk | pcs | 52,85 | Couplers, brass | 76 | 6415895074908
424135 | 1574606 | 1'' Brass Connector, Straight sk/uk | pcs | 57,89 | Couplers, brass | 76 | 6415895074915
424140 | 1574607 | 1 1/4'' Brass Connector, Straight sk/uk | pcs | 72,54 | Couplers, brass | 76 | 6415895074922
424145 | 1574608 | 1 1/2'' Brass Connector, Straight sk/uk | pcs | 86,58 | Couplers, brass | 76 | 6415895074939
424150 | 1574609 | 2'' Brass Connector, Straight sk/uk | pcs | 144,16 | Couplers, brass | 76 | 6415895074946
405400 | 0488515 | DN15 Stele pipe fitting ,compression fittings | pcs | 28,98 | Steel pipe couplers, compression fit | 65
405405 | 0488516 | DN20 Stele pipe fitting ,compression fittings | pcs | 34,16 | Steel pipe couplers, compression fit | 65
405410 | 0488517 | DN25 Stele pipe fitting ,compression fittings | pcs | 41,92 | Steel pipe couplers, compression fit | 65
405415 | 0488518 | DN32 Stele pipe fitting ,compression fittings | pcs | 71,42 | Steel pipe couplers, compression fit | 65
405420 | 0488519 | DN40 Stele pipe fitting ,compression fittings | pcs | 104,54 | Steel pipe couplers, compression fit | 65
405425 | 0488520 | DN50 Stele pipe fitting ,compression fittings | pcs | 142,83 | Steel pipe couplers, compression fit | 65
405430 | 0488500 | DN10*3/8 Stele pipe fitting ,compression fittings | pcs | 19,67 | Steel pipe couplers, compression fit | 65
405435 | 0488501 | DN15*1/2 Stele pipe fitting ,compression fittings | pcs | 22,77 | Steel pipe couplers, compression fit | 65
405440 | 0488502 | DN20*3/4 Stele pipe fitting ,compression fittings | pcs | 26,39 | Steel pipe couplers, compression fit | 65
405445 | 0488503 | DN25*1 Stele pipe fitting ,compression fittings e | pcs | 33,12 | Steel pipe couplers, compression fit | 65
405450 | 0488504 | DN32*1 1/4 Stele pipe fitting ,compression fittin | pcs | 52,79 | Steel pipe couplers, compression fit | 65
405455 | 0488505 | DN40* 1 1/2 Stele pipe fitting ,compression fitti | pcs | 74,52 | Steel pipe couplers, compression fit | 65
405460 | 0488506 | DN50*2 Stele pipe fitting ,compression fittings e | pcs | 112,82 | Steel pipe couplers, compression fit | 65
405465 | 0488507 | DN10*3/8 Stele pipe fitting ,compression fittings | pcs | 16,04 | Steel pipe couplers, compression fit | 65
405470 | 0488508 | DN15*1/2 Stele pipe fitting ,compression fittings | pcs | 19,15 | Steel pipe couplers, compression fit | 65
405475 | 0488509 | DN20*3/4 Stele pipe fitting ,compression fittings | pcs | 23,29 | Steel pipe couplers, compression fit | 65
405480 | 0488510 | DN25*1 Stele pipe fitting ,compression fittings i | pcs | 30,02 | Steel pipe couplers, compression fit | 65
405485 | 0488511 | DN32*1 1/4 Stele pipe fitting ,compression fittin | pcs | 47,61 | Steel pipe couplers, compression fit | 65
405490 | 0488512 | DN40*1 1/2 Stele pipe fitting ,compression fittin | pcs | 65,21 | Steel pipe couplers, compression fit | 65
405495 | 0488513 | DN50*2 Stele pipe fitting ,compression fittings i | pcs | 93,15 | Steel pipe couplers, compression fit | 65
431736 | 1748151 | ROTH Ball valve 16 x ø10 mm, ring | pcs | 23,00 | Composite Parts Roth | 294 | 5708537373721
431734 | 1748011 | "Roth Wall disk ext thread 16mm x 0.5""" | pcs | 42,60 | Composite Parts Roth | 294 | 6415817480114
431726 | 2016345 | "Roth BR-Transition 20 x 22 mm TT nip""" | pcs | 28,55 | Composite Parts Roth | 294 | 6415820163455
431600 | 1747290 | "Roth Int thread trans elbow 16mm x0.5""" | pcs | 19,25 | Composite Parts Roth | 294 | 4037115020179
429909 | 1746153 | ROTH 90 deg Elbow 16x16mm | pcs | 7,90 | Composite Parts Roth | 294 | 4037115010255
429912 | 1746156 | ROTH 90 deg Elbow 20x20mm | pcs | 10,55 | Composite Parts Roth | 294 | 4037115006173
429915 | 1746160 | Roth 90 deg Elbow 25x25mm | pcs | 14,05 | Composite Parts Roth | 294 | 4037115006180
429917 | 1746165 | ROTH 90 deg Elbow 32x32mm | pcs | 18,55 | Composite Parts Roth | 294 | 4037115006197
431762 | 1746071 | Roth 90 deg Elbow 40x40mm | pcs | 42,50 | Composite Parts Roth | 294 | 4037115019654
431764 | 1746077 | Roth 90 deg Elbow 50x50mm | pcs | 50,25 | Composite Parts Roth | 294 | 4037115019661
431718 | 1748111 | Roth press fitting universal 16mm x 10mm | pcs | 13,95 | Composite Parts Roth | 294 | 4037115018251
431720 | 1748112 | Roth BR-press connector 16 x 12 mm nip | pcs | 14,15 | Composite Parts Roth | 294 | 4037115018268
431722 | 1748114 | Roth BR-press connector 20 x 18 mm nip | pcs | 20,80 | Composite Parts Roth | 294 | 4037115018299
431724 | 1748115 | Roth BR-press connector 26 x 22 mm nip | pcs | 24,20 | Composite Parts Roth | 294 | 4037115018312
431728 | 1748072 | Roth press connection 16mm x15mm | pcs | 22,20 | Composite Parts Roth | 294 | 4037115011283
431730 | 1748076 | Roth press connection 20mm x18mm | pcs | 25,20 | Composite Parts Roth | 294 | 4037115001109
431732 | 1748077 | Roth BR-Press Transition 20 x ø22 mm | pcs | 28,95 | Composite Parts Roth | 294 | 4037115001116
431624 | 1747870 | "Roth Trans female thread 16mm x0.5""(RB)" | pcs | 13,35 | Composite Parts Roth | 294 | 4037115019722
431628 | 1747878 | "Roth Trans female thread 16mm x0.75""(RB)" | pcs | 16,75 | Composite Parts Roth | 294 | 4037115019746
431632 | 1747871 | "Roth Trans female thread 20mm x0.5""(RB)" | pcs | 14,55 | Composite Parts Roth | 294 | 4037115000898
431636 | 1747879 | "Roth Trans female thread 20mm x0.75""(RB)" | pcs | 15,25 | Composite Parts Roth | 294 | 4037115000911
431640 | 1747888 | "Roth Trans female thread 25mm x 1"" (RB)" | pcs | 27,25 | Composite Parts Roth | 294 | 4037115000935
431644 | 1747880 | "ROTH Trans female thread 25mm x0.75""(RB)" | pcs | 17,55 | Composite Parts Roth | 294 | 4037115000928
431648 | 1747889 | "Roth Trans female thread 32mm x 1""(RB)" | pcs | 29,15 | Composite Parts Roth | 294 | 4037115000942
431652 | 1747897 | "Roth Trans female thread 32mm x1.25""(RB)" | pcs | 33,90 | Composite Parts Roth | 294 | 4037115000959
431604 | 1747113 | Roth Coupling 16x16mm | pcs | 6,20 | Composite Parts Roth | 294 | 4037115010262
431606 | 1747116 | Roth Coupling 20x20mm | pcs | 8,50 | Composite Parts Roth | 294 | 4037115006074
431608 | 1747120 | Roth Coupling 25x25mm | pcs | 11,65 | Composite Parts Roth | 294 | 4037115006081
431610 | 1747125 | Roth Coupling 32x32mm | pcs | 20,60 | Composite Parts Roth | 294 | 4037115006098
431612 | 1747115 | Roth Coupling Reduced 20x16mm | pcs | 8,50 | Composite Parts Roth | 294 | 4037115010248
431614 | 1747118 | Roth Coupling Reduced 25x16mm | pcs | 14,30 | Composite Parts Roth | 294 | 4037115019548
431616 | 1747119 | Roth Coupling Reduced 25x20mm | pcs | 12,35 | Composite Parts Roth | 294 | 4037115006135
431618 | 1747123 | Roth Coupling Reduced 32x20mm | pcs | 14,05 | Composite Parts Roth | 294 | 4037115019579
431620 | 1747124 | Roth Coupling Reduced 32x25mm | pcs | 14,15 | Composite Parts Roth | 294 | 4037115006142
431622 | 1747802 | "Roth Red nipple m/thread 16mm x3/8""" | pcs | 11,30 | Composite Parts Roth | 294 | 4037115022210
431626 | 1747800 | "Roth Red nipple m/thread 16mm x1/2""" | pcs | 9,70 | Composite Parts Roth | 294 | 4037115019883
431630 | 1747808 | "Roth Red nipple m/thread 16mm x0.75""" | pcs | 13,85 | Composite Parts Roth | 294 | 4037115019906
431634 | 1747801 | "ROTH Red nipple m/thread 20mm x0.5""" | pcs | 14,95 | Composite Parts Roth | 294 | 4037115001000
431638 | 1747809 | "ROTH Red nipple m/thread 20mm x0.75""" | pcs | 15,55 | Composite Parts Roth | 294 | 4037115001024
431642 | 1747818 | "Roth Red nipple m/thread 25mm x1""" | pcs | 19,60 | Composite Parts Roth | 294 | 4037115001048
431646 | 1747810 | "Roth Red nipple m/thread 26mm x3/4""" | pcs | 15,65 | Composite Parts Roth | 294 | 4037115001031
431650 | 1747819 | "ROTH Red nipple m/thread 32mm x1""" | pcs | 26,05 | Composite Parts Roth | 294 | 4037115001055
431654 | 1747827 | "Roth Red nipple m/thread 32mm x 1.25""" | pcs | 30,25 | Composite Parts Roth | 294 | 4037115001062
431798 | 1747828 | "Roth Red nipple m/thread 40mm x 1.25""" | pcs | 43,00 | Composite Parts Roth | 294 | 4037115019982
431800 | 1747837 | "Roth Red nipple m/thread 50mm x 1.5""" | pcs | 58,00 | Composite Parts Roth | 294 | 4037115019999
431802 | 1747846 | "Roth Red nipple m/thread 63mm x 2""" | pcs | 107,60 | Composite Parts Roth | 294 | 4037115020001
431664 | 1746522 | Roth T-Piece standard 16x16x16mm | pcs | 10,55 | Composite Parts Roth | 294 | 4037115010088
431666 | 1746523 | Roth T piece increased out 16x20x16mm | pcs | 17,05 | Composite Parts Roth | 294 | 4037115010033
431668 | 1746533 | Roth T-piece reduced out/pass20x16x16mm | pcs | 15,55 | Composite Parts Roth | 294 | 4037115010064
431670 | 1746534 | Roth T-piece reduced out 20x16x20mm | pcs | 15,95 | Composite Parts Roth | 294 | 4037115010057
431672 | 1746536 | Roth T-piece reduced pass 20x20x16mm | pcs | 16,25 | Composite Parts Roth | 294 | 4037115010071
431674 | 1746537 | Roth T-piece standard 20x20x20mm | pcs | 12,95 | Composite Parts Roth | 294 | 4037115005824
431676 | 1746538 | Roth T-piece increased out 20x25x20mm | pcs | 20,35 | Composite Parts Roth | 294 | 4037115006029
431678 | 1746539 | Roth T-piece increased out 20x32x20mm | pcs | 21,20 | Composite Parts Roth | 294 | 4037115006036
431680 | 1746548 | Roth T-piece reduced out/pass 25x16x16mm | pcs | 26,55 | Composite Parts Roth | 294 | 4037115019357
431682 | 1746549 | Roth T-piece reduced out/pass 25x16x20mm | pcs | 26,40 | Composite Parts Roth | 294 | 4037115019371
431684 | 1746550 | Roth T-piece reduced out 25x16x25mm | pcs | 22,40 | Composite Parts Roth | 294 | 4037115010040
431686 | 1746553 | Roth T-piece reduced out/pass 25x20x20mm | pcs | 22,30 | Composite Parts Roth | 294 | 4037115005985
431688 | 1746554 | Roth T piece redcued out 25x20x25mm | pcs | 23,60 | Composite Parts Roth | 294 | 4037115005893
431690 | 1746557 | Roth T-piece reduced pass 25x25x20mm | pcs | 19,75 | Composite Parts Roth | 294 | 4037115005930
431692 | 1746558 | Roth T-piece standard 25x25x25mm | pcs | 20,35 | Composite Parts Roth | 294 | 4037115005831
431694 | 1746559 | Roth T piece increased out 25x32x25mm | pcs | 23,50 | Composite Parts Roth | 294 | 4037115006043
431696 | 1746572 | Roth T-piece reduced out 32x16x32mm | pcs | 26,55 | Composite Parts Roth | 294 | 4037115019128
431698 | 1746575 | Roth T-piece reduced out/pass 32x20x20mm | pcs | 26,65 | Composite Parts Roth | 294 | 4037115019401
431700 | 1746576 | Roth T piece recuded out/pass 32x20x25mm | pcs | 27,35 | Composite Parts Roth | 294 | 4037115019418
431702 | 1746577 | Roth T-piece reduced out 32x20x32mm | pcs | 29,90 | Composite Parts Roth | 294 | 4037115005909
431704 | 1746581 | Roth T piece reduced out/pass 32x25x25mm | pcs | 28,45 | Composite Parts Roth | 294 | 4037115005992
431706 | 1746582 | Roth T-piece reduced out 32x25x32mm | pcs | 29,55 | Composite Parts Roth | 294 | 4037115005916
431708 | 1746587 | Roth T-piece standard 32x32x32mm | pcs | 24,95 | Composite Parts Roth | 294 | 4037115005848
431710 | 1747590 | "Roth T int thread 16mm x 0.5"" x 16mm" | pcs | 33,80 | Composite Parts Roth | 294 | 4037115010200
431712 | 1747591 | "Roth T int thread 20mm x 1/2"" x 20mm" | pcs | 35,60 | Composite Parts Roth | 294 | 4037115000638
431714 | 1747600 | "Roth T int thread 25mm x 0.75"" x 25mm" | pcs | 45,20 | Composite Parts Roth | 294 | 4037115020438
431716 | 1747601 | "Roth T int thread 32mm x 0.75""x 32mm" | pcs | 60,65 | Composite Parts Roth | 294 | 4037115020452
431780 | 1746320 | Roth T-piece reduced out 40x32x40mm | pcs | 48,20 | Composite Parts Roth | 294 | 4037115019173
431774 | 1746326 | Roth T-piece standard 40x40x40mm | pcs | 46,85 | Composite Parts Roth | 294 | 4037115019005
431782 | 1746370 | Roth T-piece reduced out 50x40x50mm | pcs | 53,85 | Composite Parts Roth | 294 | 4037115019210
431776 | 1746377 | Roth T-piece standard 50x50x50mm | pcs | 76,25 | Composite Parts Roth | 294 | 4037115019012
431656 | 1748116 | "Roth Screw flat seal int thr 16mmx0.75""" | pcs | 18,15 | Composite Parts Roth | 294 | 5702000145129
431658 | 1748117 | "Roth Screw flat seal int thr 20mmx0.75""" | pcs | 20,50 | Composite Parts Roth | 294 | 5702000145143
431660 | 1748172 | "Roth Screw flat seal int thr 25mm x1""" | pcs | 28,25 | Composite Parts Roth | 294 | 4037115001796
431662 | 1748173 | "Roth Screw flat seal int thr 32mmx1.25""" | pcs | 35,60 | Composite Parts Roth | 294 | 4037115001802
429918 | 1747212 | "Roth Ext thread trans elbow 16mm x3/8""" | pcs | 16,85 | Composite Parts Roth | 294 | 4037115034688
431602 | 1747221 | "Roth Ext thread trans elbow 20mm x0.5""" | pcs | 22,20 | Composite Parts Roth | 294 | 4037115001246
429930 | 1746037 | Roth 45 deg Elbow 50x50mm (B) | pcs | 90,05 | Composite Parts Roth | 294 | 5702000104065
429933 | 1746044 | Roth 45 deg Elbow 63x63mm (B) | pcs | 144,50 | Composite Parts Roth | 294 | 4037115019708
431766 | 1746084 | Roth 90 deg Elbow 63x63mm (B) | pcs | 136,75 | Composite Parts Roth | 294 | 4037115019678
431768 | 1747031 | Roth Coupling 40x40mm | pcs | 34,10 | Composite Parts Roth | 294 | 4037115019456
431760 | 1748152 | Roth Ball valve 16 x ø12 mm, ring | pcs | 23,00 | Composite Parts Roth | 294 | 5702000112886
431786 | 1747030 | Roth Coupling Reduced 40x32mm | pcs | 37,75 | Composite Parts Roth | 294 | 4037115019593
431788 | 1747037 | Roth Coupling Reduced 50x40mm | pcs | 40,45 | Composite Parts Roth | 294 | 4037115019623
431770 | 1747038 | Roth Coupling 50x50mm | pcs | 41,75 | Composite Parts Roth | 294 | 4037115019463
431838 | 1748931 | Roth Basic jaw for press loops | pcs | 482,85 | Composite Parts Roth | 294 | 4037115006661
431828 | 1748978 | Calibration tool Roth PressCheck 16/20mm | pcs | 50,50 | Composite Parts Roth | 294 | 6415817489780
431830 | 1748972 | Calibration tool Roth PressCheck 26/32mm | pcs | 63,45 | Composite Parts Roth | 294 | 4037115003233
431832 | 1748973 | Roth Calibration tool 40mm | pcs | 120,10 | Composite Parts Roth | 294 | 4037115020841
431834 | 1748977 | Roth Calibration tool 50mm | pcs | 130,85 | Composite Parts Roth | 294 | 6415817489773
431836 | 1748975 | Roth Calibration tool 63mm | pcs | 129,35 | Composite Parts Roth | 294 | 4037115008870
431790 | 1747029 | Roth Coupling Reduced 40x25mm (B) | pcs | 38,05 | Composite Parts Roth | 294 | 4037115019609
431792 | 1747036 | Roth Coupling Reduced 50x32mm (B) | pcs | 46,10 | Composite Parts Roth | 294 | 4037115019616
431794 | 1747044 | Roth Coupling Reduced 63x40mm (B) | pcs | 112,45 | Composite Parts Roth | 294 | 4037115019630
431796 | 1747045 | Roth Coupling Reduced 63x50mm (B) | pcs | 117,15 | Composite Parts Roth | 294 | 4037115019647
431772 | 1747046 | Roth Coupling 63x63mm | pcs | 130,70 | Composite Parts Roth | 294 | 4037115019470
431804 | 1748922 | Roth Press Jaw 16mm for 202/203 tool | pcs | 230,10 | Composite Parts Roth | 294 | 4037115022326
431806 | 1748923 | Roth Press jaw 20mm for 202/203 tool | pcs | 230,10 | Composite Parts Roth | 294 | 4037115003165
431808 | 1748924 | Roth Press jaw 25mm for 202/203 tool | pcs | 455,35 | Composite Parts Roth | 294 | 4037115003172
431810 | 1748925 | Roth Press jaw 32mm for 202/203 tool | pcs | 455,35 | Composite Parts Roth | 294 | 4037115003189
431820 | 1748944 | Press jaw Roth Pressback MAP 16mm Klauke | pcs | 194,30 | Composite Parts Roth | 294 | 6415817489445
431822 | 1748945 | Press jaw Roth Pressback MAP 20mm Klauke | pcs | 194,30 | Composite Parts Roth | 294 | 6415817489452
431824 | 1748946 | Press jaw Roth Pressback MAP 26mm Klauke | pcs | 207,25 | Composite Parts Roth | 294 | 6415817489469
431826 | 1748947 | Press jaw Roth Pressback MAP 32mm Klauke | pcs | 207,25 | Composite Parts Roth | 294 | 6415817489476
431784 | 1746434 | Roth T-piece reduced out 63x50x63 (B) | pcs | 204,60 | Composite Parts Roth | 294 | 4037115019258
431778 | 1746442 | Roth T-piece standard 63x63x63mm (B) | pcs | 202,50 | Composite Parts Roth | 294 | 4037115019029
431840 | 1748929 | Roth Press loop 40mm | pcs | 1198,45 | Composite Parts Roth | 294 | 6415817489292
431842 | 1748930 | Roth Press loop 50mm | pcs | 1198,45 | Composite Parts Roth | 294 | 6415817489308
431844 | 1748928 | Roth Press loop 63mm | pcs | 2340,45 | Composite Parts Roth | 294 | 4037115008863
431812 | 1748932 | Press jaw Roth PressCheck 16mm, Mini Novopress | pcs | 219,05 | Composite Parts Roth | 294 | 6415817489322
431814 | 1748933 | Press jaw Roth PressCheck 20mm, Mini Novopress | pcs | 219,05 | Composite Parts Roth | 294 | 6415817489339
431816 | 1748934 | Press jaw Roth PressCheck 26mm, Mini Novopress | pcs | 243,90 | Composite Parts Roth | 294 | 6415817489346
431818 | 1748935 | Press jaw Roth PressCheck 32mm, Mini Novopress | pcs | 243,90 | Composite Parts Roth | 294 | 6415817489353
429921 | 1746120 | Roth 45 deg Elbow 25x25mm | pcs | 21,20 | Composite Parts Roth | 294 | 4037115006203
429924 | 1746125 | Roth 45 deg Elbow 32x32mm | pcs | 25,30 | Composite Parts Roth | 294 | 4037115006210
429927 | 1746031 | Roth 45 deg Elbow 40x40mm | pcs | 33,30 | Composite Parts Roth | 294 | 4037115019685
472805 | 5361629 | Ground source heat pump Nibe F1226-6 | pcs | 8150,00 | Geothermal heat pumps | 128 | 7331421333235
472815 | 5361534 | Ground source heat pump Nibe F1245-6 | pcs | 9785,00 | Geothermal heat pumps | 128 | 7331421324868
472820 | 5361535 | Ground source heat pump Nibe F1245-8 | pcs | 10600,00 | Geothermal heat pumps | 128 | 7331421324875
472821 | 5362046 | Ground source heat pump Nibe S1255-6 R EM | pcs | 10700,00 | Geothermal heat pumps | 128 | 6415853620468
472827 | 5361626 | Ground source heat pump Nibe F1255-6 | pcs | 10350,00 | Geothermal heat pumps | 128 | 7331421332986
138429 | 2002209 | Extension piece RauHeat Dueta collection well 350m | pcs | 295,00 | Geothermal heat pump installation accessories | 194 | 9010459121110
138431 | 2002210 | Telescopic set RauHeat Dueta collection well | pcs | 1650,00 | Geothermal heat pump installation accessories | 194 | 9010459126696
135135 | 3281502 | Geothermal liquid Naturet 16kg, undiluted | pcs | 90,00 | Geothermal heat pump installation accessories | 196 | 6430050412043
143660 | 1929516 | Support sleeve for geothermal heating pipe PN6 | pcs | 5,42 | Geothermal heat pump installation accessories | 83 | 6430010815266
135140 |  | Heating pipe cap, 140mm aluminic | pcs | 104,54 | Geothermal heat pump installation accessories | 196 | 6430050410971
135150 |  | Heating pipe cap, 168mm aluminic | pcs | 74,43 | Geothermal heat pump installation accessories | 196 | 6430050410988
148285 | 1928170 | Geothermal/borehole coupler 40/2,4 x 1´´ | pcs | 62,71 | Geothermal heat pump installation accessories | 201 | 6413822942337
148290 | 1928171 | Geothermal/borehole connector 40/2.4 x 28 CU | pcs | 65,92 | Geothermal heat pump installation accessories | 201 | 6415819281719
472845 | 5362042 | TOPSET Nibe installation set | pcs | 675,00 | Geothermal heat pump installation accessories | 128 | 6415853620420
472850 | 5361582 | Filling group for ground source heat pump Nibe r25 | pcs | 145,00 | Geothermal heat pump installation accessories | 128 | 7331421321614
472855 | 5361583 | Filling group for ground source heat pump Nibe r32 | pcs | 185,00 | Geothermal heat pump installation accessories | 128 | 7331421321898
472860 | 5361551 | Room unit Nibe rmu 40 | pcs | 325,00 | Geothermal heat pump installation accessories | 128 | 7331421326206
472865 | 5276502 | Safety device set Nibe DN 15 sek. with valve | pcs | 325,00 | Geothermal heat pump installation accessories | 128
472870 | 5361547 | Shunt group for Geothermal heat pump Nibe ecs 41 | pcs | 995,00 | Geothermal heat pump installation accessories | 128 | 7331421326466
136835 | 3281503 | Geothermal fluid Naturet 175 kg undiluted | pcs | 795,00 | Geothermal heat pump installation accessories | 196 | 6415832815038
136860 |  | Dust cover rubber sealing 210x50x20 | pcs | 69,75 | Geothermal heat pump installation accessories | 196 | 6430050410940
136865 |  | Dust cover rubber sealing 210x60x20 | pcs | 62,50 | Geothermal heat pump installation accessories | 196 | 6430050410957
473085 | 5362094 | Air heat pump General ASHG09KMCC | pcs | 855,00 | Air source heat pumps | 128 | 6415853620949
473087 | 5362095 | Air heat pump General ASHG12KMCC | pcs | 1020,00 | Air source heat pumps | 128 | 6415853620956
473090 | 5362090 | Air heat pump General ASHG09KMN | pcs | 1350,00 | Air source heat pumps | 128 | 6415853620901
473092 | 5362091 | Air heat pump General ASHG12KMN | pcs | 1500,00 | Air source heat pumps | 128 | 6415853620918
473010 | 5362913 | Air-to-water heat pump Nibe Polar 8-3 S | pcs | 14150,00 | Air and water heat pumps | 128 | 6415853620581
473015 | 5362914 | Air-to-water heat pump Nibe Polar 12-3 S | pcs | 15150,00 | Air and water heat pumps | 128 | 6415853620598
473040 | 5361604 | Nibe Split Box condensate pipe 1m | pcs | 250,00 | Air and water heat pumps | 128 | 6415853616041
473050 | 5361605 | Nibe Split Box condensate pipe 3m | pcs | 320,00 | Air and water heat pumps | 128 | 7331421336069
473020 | 5362083 | Air-to-water heat pump Nibe Split Box 6 S | pcs | 8315,00 | Air and water heat pumps | 128 | 6415853620635
473025 | 5362064 | Air-to-water heat pump Nibe Split Box 8 S | pcs | 9300,00 | Air and water heat pumps | 128 | 6415853620642
473030 | 5362065 | Air-to-water heat pump Nibe Split Box 12 S | pcs | 9800,00 | Air and water heat pumps | 128 | 6415853620659
472800 | 7923540 | Exhaust air heat pump Nibe F470 RF 3x400V | pcs | 10285,00 | Exhaust air heat pumps | 128 | 7331421327531
472790 | 5362925 | Exhaust air heat pump Nibe S735 | pcs | 15800,00 | Exhaust air heat pumps | 128 | 6429811025028
472780 | 5362927 | Supply air unit Nibe SAM S44 | pcs | 5300,00 | Exhaust air heat pumps | 128 | 6429811025042
472782 | 5362926 | Supply air unit Nibe SAM S42 | pcs | 4800,00 | Exhaust air heat pumps | 128 | 6429811025035
504590 | 7923597 | Filter NIBE F7A filter -> F470 | pcs | 107,00 | Exhaust air heat pumps | 250
600490 |  | Ground stand Entrade QsanTec GB-48-K black | pcs | 120,00 | Mounting frames and vibration dampers | 292 | 7071583000520
600285 |  | Ground stand Entrade 200kg adjustable anthracite | pcs | 205,00 | Mounting frames and vibration dampers | 292 | 7071583009615
600070 |  | Base stand Entrade QsanTec straight BBA-480 | pcs | 57,00 | Mounting frames and vibration dampers | 292 | 7071583000155
600080 |  | Plinth bracket sliding Entrade QsanTec BBH-450 | pcs | 102,00 | Mounting frames and vibration dampers | 292 | 7071583000162
600075 |  | Plinth bracket sliding Entrade QsanTec BBH-480 | pcs | 93,00 | Mounting frames and vibration dampers | 292 | 7071583000179
600175 |  | Entrade Wall Bracket Support | pr | 17,88 | Mounting frames and vibration dampers | 292 | 7071583009257
600170 |  | Defrost water controller for outdoor unit Entrade | pcs | 144,00 | Mounting frames and vibration dampers | 292 | 7071583009240
600160 |  | "Defrosting tray Entrade ""L"" HADT96" | pcs | 327,00 | Mounting frames and vibration dampers | 292 | 7071583000803
600162 |  | Drip tray QsanTec type L HADT96-K, black | pcs | 240,00 | Mounting frames and vibration dampers | 292 | 7071583000810
600140 |  | "Defrosting tray Entrade type ""L"" HADT97" | pcs | 294,00 | Mounting frames and vibration dampers | 292 | 7071583000827
600142 |  | Drip tray QsanTec type “L” HADT97-K, black | pcs | 225,00 | Mounting frames and vibration dampers | 292 | 7071583000834
600005 |  | Vibration damper cone Entrade m8 ACA4225-40 | bg | 8,97 | Mounting frames and vibration dampers | 292 | 7071583000056
600000 |  | Vibration damper Entrade m8 ANA3025-40 |  | 12,60 | Mounting frames and vibration dampers | 292 | 6438056134020
600055 |  | Vibration damper Entrade 2x30mm, 2x40mm ANA3343-40 | bg | 15,60 | Mounting frames and vibration dampers | 292 | 7071583000117
600060 | 5396000 | Ground stand Entrade QsanTec GB-48 | pcs | 99,00 | Mounting frames and vibration dampers | 292 | 7071583000513
600065 | 5395001 | Ground stand Entrade QsanTec GB-68S | pcs | 132,00 | Mounting frames and vibration dampers | 292 | 7071583000629
600165 |  | Ground stand Entrade QsanTec GB-88S | pcs | 177,00 | Mounting frames and vibration dampers | 292 | 7071583000650
600045 |  | Wall bracket Entrade QsanTec HBF-450 | pcs | 53,70 | Mounting frames and vibration dampers | 292 | 7071583000988
600050 |  | Wall bracket Entrade QsanTec HBF-480 | pcs | 62,70 | Mounting frames and vibration dampers | 292 | 7071583001008
600280 |  | Adjustable ground stand Entrade 200kg | pcs | 340,00 | Mounting frames and vibration dampers | 292 | 7071583009608
600290 |  | Adjustable ground stand Entrade 300kg | pcs | 225,00 | Mounting frames and vibration dampers | 292 | 7071583009622
600670 |  | Plastic feet for outdoor unit 50mm bolts 4 pcs | pcs | 78,00 | Mounting frames and vibration dampers | 292 | 8052967098288
600470 |  | Wall bracket Entrade QsanTec HBF-450-K black | pcs | 51,00 | Mounting frames and vibration dampers | 292 | 7071583000995
600400 |  | Vibration damper spring steel 80kg AFA800 |  | 66,00 | Mounting frames and vibration dampers | 292 | 7071583000063
600580 |  | Plug Entrade 2m with rubber cable EPCR2 | pcs | 16,80 | Electrical supplies | 292 | 7071583000377
711889 | 1975263 | Terminal block WAGO 221-613 3N 30 pcs/pack | pkg | 60,00 | Electrical supplies | 219 | 4055143715416
711891 | 1975265 | Terminal block WAGO 221-615 5N 15 pcs/pack | pkg | 45,00 | Electrical supplies | 219 | 4055143715478
711892 |  | Compact splicing connector WAGO 221-413 3-NAP | pkg | 48,00 | Electrical supplies | 219 | 4050821808442
711893 |  | Compact splicing connector WAGO 221-415 5-NAP | pkg | 30,25 | Electrical supplies | 219 | 4055143234658
711894 |  | Compact splicing connector WAGO 2273-203 3-NAP | pkg | 30,00 | Electrical supplies | 219 | 4050821027850
711895 |  | Compact splicing connector WAGO 2273-205 5-NAP | pkg | 40,00 | Electrical supplies | 219 | 4050821027874
711896 |  | Compact splicing connector WAGO 2273-208 8-NAP | pkg | 43,50 | Electrical supplies | 219 | 4050821027881
711885 | 1928143 | Terminal block BizLine 3-pole lever 4.0 50 pcs/pac | pkg | 45,00 | Electrical supplies | 219 | 3701395106731
711887 | 1928155 | Terminal block BizLine 5-pole lever 4.0 25 pcs/pac | pkg | 37,90 | Electrical supplies | 219 | 3701395106748
600575 |  | Connection cable Entrade 3x1.5 5m black EPCR5 | pcs | 54,30 | Electrical supplies | 292 | 6410024402225
600565 |  | Electric cable Entrade QsanTec EKK-Light 4G1.5 50m | rl | 165,00 | Electrical supplies | 292 | 7071583000315
711836 | 3600468 | Safety switch knob KUM 325 3×25A 400V 11kW | pcs | 99,75 | Electrical supplies | 219 | 6419410301852
711840 | 3699002 | Safety switch lever NSD316 IP54 | pcs | 34,75 | Electrical supplies | 219 | 7394438054036
711838 | 3600365 | Safety switch lever KSM 316 3×16A 400V 7,5kW | pcs | 36,95 | Electrical supplies | 219 | 6419410328378
600590 |  | Plug Entrade 2m with white cable EPC2 | pcs | 14,70 | Electrical supplies | 292 | 7071583000346
600570 |  | Plug Entrade 3m with white cable EPC3 | pcs | 15,60 | Electrical supplies | 292 | 7071583000353
600585 |  | Plug Entrade 7m with white cable EPC7 | pcs | 29,40 | Electrical supplies | 292 | 7071583000360
600690 |  | Heating cable with thermostat Entrade QsanTecVK75T | pcs | 28,24 | Electrical supplies | 292 | 7071583002579
600135 |  | Flexible casing Entrade QsanTec 77x54 KF-8-W | pcs | 15,00 | KD Qsantec enclosures and parts | 292 | 7071583001305
600463 |  | Installation duct Entrade QsanTec 77mm 2.0/16m KD- | pcs | 36,00 | KD Qsantec enclosures and parts | 292 | 7071583001251
600460 |  | Installation duct Entrade QsanTec 77mm 2.0/16m KD- | pcs | 19,50 | KD Qsantec enclosures and parts | 292 | 7071583001268
600100 |  | Installation duct Entrade Qsantec 77mm 2.0/16m KD- | pcs | 15,60 | KD Qsantec enclosures and parts | 292 | 7071583001282
600410 |  | Extension for casing Entrade QsanTec KJ-8-B | pcs | 1,20 | KD Qsantec enclosures and parts | 292 | 7071583001350
600405 |  | Extension for casing Entrade QsanTec KJ-8-K | pcs | 1,80 | KD Qsantec enclosures and parts | 292 | 7071583001367
600025 |  | Extension for casing Entrade QsanTec KJ-8-W | pcs | 1,50 | KD Qsantec enclosures and parts | 292 | 7071583001381
600425 |  | Corner for wall mounting Entrade QsanTec KP-8-B | pcs | 4,50 | KD Qsantec enclosures and parts | 292 | 7071583001398
600420 |  | Corner for wall mounting Entrade QsanTec KP-8-K | pcs | 5,10 | KD Qsantec enclosures and parts | 292 | 7071583001404
600030 |  | Corner for wall mounting Entrade QsanTec KP-8-W | pcs | 4,50 | KD Qsantec enclosures and parts | 292 | 7071583001428
600483 |  | Inner corner for casing Entrade QsanTec KI-8-B | pcs | 4,80 | KD Qsantec enclosures and parts | 292 | 7071583001312
600480 |  | Inner corner for casing Entrade QsanTec KI-8-K | pcs | 5,70 | KD Qsantec enclosures and parts | 292 | 7071583001329
600125 |  | Inner corner for casing Entrade QsanTec KI-8-W | pcs | 4,50 | KD Qsantec enclosures and parts | 292 | 7071583001343
600497 |  | Outer corner for casing Entrade QsanTec KY-8-B | pcs | 5,10 | KD Qsantec enclosures and parts | 292 | 7071583001510
600495 |  | Outer corner for casing Entrade QsanTec KY-8-K | pcs | 5,70 | KD Qsantec enclosures and parts | 292 | 7071583001527
600130 |  | Outer corner for casing Entrade QsanTec KY-8-W | pcs | 4,50 | KD Qsantec enclosures and parts | 292 | 7071583001541
600555 |  | Flex penetration kit 500mm Entrade QsanTec | pcs | 50,70 | KD Qsantec enclosures and parts | 292 | 7071583003934
600510 |  | Pass-through guard Entrade QsanTec 77mm KC-8-B | pcs | 2,10 | KD Qsantec enclosures and parts | 292 | 7071583001213
600507 |  | Pass-through guard Entrade QsanTec 77mm KC-8-K | pcs | 2,70 | KD Qsantec enclosures and parts | 292 | 7071583001220
600505 |  | Pass-through guard Entrade QsanTec 77mm KC-8-W | pcs | 2,10 | KD Qsantec enclosures and parts | 292 | 7071583001244
600443 |  | Wall connection for casing Entrade QsanTec KW-8-B | pcs | 4,50 | KD Qsantec enclosures and parts | 292 | 7071583001435
600440 |  | Wall connection for casing Entrade QsanTec KW-8-K | pcs | 5,10 | KD Qsantec enclosures and parts | 292 | 7071583001442
600040 |  | Wall connection for casing Entrade QsanTec KW-8-W | pcs | 4,50 | KD Qsantec enclosures and parts | 292 | 7071583001466
600530 |  | Wall connection for casing Entrade QsanTec KWA-8-B | pcs | 3,30 | KD Qsantec enclosures and parts | 292 | 7071583001473
600528 |  | Wall connection for casing Entrade QsanTec KWA-8-K | pcs | 4,20 | KD Qsantec enclosures and parts | 292 | 7071583001480
600525 |  | Wall connection for housing Entrade Qsantec KWA-8- | pcs | 2,40 | KD Qsantec enclosures and parts | 292 | 7071583001503
600145 |  | Condensate pump Entrade, 30 liters/h | pcs | 375,00 | Tools and accessories | 292 | 7640154084735
600150 |  | Condensate pump Entrade, 45 liters/h | pcs | 360,00 | Tools and accessories | 292 | 7640154084773
600155 |  | Condensate water pump Entrade with tank 2l | pcs | 282,00 | Tools and accessories | 292 | 3700543243823
600255 |  | Vacuum pump 2-stage Entrade 43 l/min | pcs | 432,00 | Tools and accessories | 292 | 7071583002722
600550 |  | Vacuum pump oil Entrade YJ 0.95 liters | pcs | 47,70 | Tools and accessories | 292 | 0686800930916
600225 |  | Flange tool Entrade Black Diamond | pcs | 297,00 | Tools and accessories | 292 | 7071583009271
600300 |  | "Torque wrench Entrade Tasco 1/2""" | pcs | 115,00 | Tools and accessories | 292 | 4528422093944
600295 |  | "Torque wrench Entrade Tasco 1/4""-3/5"" 2 in 1" | pcs | 199,00 | Tools and accessories | 292 | 4528422452390
600305 |  | "Torque wrench Entrade Tasco 5/8""" | pcs | 170,00 | Tools and accessories | 292 | 4528422218859
600215 |  | "Valve opener Entrade Tasco 5/16""" | pcs | 129,00 | Tools and accessories | 292 | 4528422218163
600275 |  | "Needle change tool Entrade 1/4""-5/16""" | pcs | 87,00 | Tools and accessories | 292 | 7071583002180
600220 |  | "Pipe cutter Entrade Black Diamond 1/8""-7/8""" | pcs | 45,00 | Tools and accessories | 292 | 7071583009264
600230 |  | Pipe bender Entrade Black Diamond ¼”-7/8” | pcs | 495,00 | Tools and accessories | 292 | 7071583009288
600260 |  | Lamella comb Entrade stainless steel | pcs | 11,85 | Tools and accessories | 292 | 7071583002456
600655 |  | Insulation tape Entrade 50x3mm 9.14m white ITV-503 | rl | 13,80 | Tools and accessories | 292 | 7071583001206
600270 |  | "Adapter Entrade 90GR 5/16""-1/4""" | pcs | 6,00 | Tools and accessories | 292 | 7071583002210
600265 |  | Schroeder valves Entrade 6 pcs with tools | pcs | 54,51 | Tools and accessories | 292 | 7640126681337
600660 |  | Sock Entrade 670mm ISO800 white | pcs | 47,40 | Tools and accessories | 292 | 7071583001169
600665 |  | Sock Entrade 670mm ISO800-K black | pcs | 47,40 | Tools and accessories | 292 | 7071583001176
600245 |  | Vacuum gauge Entrade Fieldpiece MG44 | pcs | 855,00 | Tools and accessories | 292 | 872641004989
600240 |  | Vacuum gauge Entrade analog 80mm | pcs | 177,00 | Tools and accessories | 292 | 686800690452
600235 |  | Pressure gauge 4-way Entrade Yellow Jacket | pcs | 690,00 | Tools and accessories | 292 | 686800499666
600250 |  | Refrigerant hose set Entrade HD R32/R410 1.5m | ser | 360,00 | Tools and accessories | 292 | 7071583009295
600700 |  | Nut Entrade QsanTec 63 mm | pcs | 5,71 | Tools and accessories | 292 | 7071583003941
600695 |  | Foam tape QsanTec Foam 20 cm | pcs | 5,85 | Tools and accessories | 292 | 7071583003989
600200 |  | Duct end piece Entrade Artiplastic RC30 | pcs | 2,40 | BC Articplastic enclosures and parts | 292 | 8034135660916
600650 |  | End piece Entrade Artiplastic 80x60 TT80 | pcs | 4,50 | BC Articplastic enclosures and parts | 292 | 8034135660473
600520 |  | Corner penetration guard Entrade Artiplastic RM80 | pcs | 10,20 | BC Articplastic enclosures and parts | 292 | 8034135662736
600195 |  | Outer corner Entrade Artiplastic 90 25x25 AE30 | pcs | 2,40 | BC Articplastic enclosures and parts | 292 | 8034135660886
600190 |  | Inner corner Entrade Artiplastic 90 25x25 AI30 | pcs | 2,40 | BC Articplastic enclosures and parts | 292 | 8034135660879
600185 |  | Flat angle Entrade Artiplastic 90 25x25 CP30 | pcs | 2,10 | BC Articplastic enclosures and parts | 292 | 8034135660893
600210 |  | Flat angle Entrade Artiplastic 90 CP80 80x60 | pcs | 7,50 | BC Articplastic enclosures and parts | 292 | 8034135660411
600630 |  | Adjustable angle Entrade Artiplastic 80x60 ER80 | pcs | 8,40 | BC Articplastic enclosures and parts | 292 | 8034135660770
600625 |  | Internal adjustable angle Entrade Artiplastic 80x6 | pcs | 8,40 | BC Articplastic enclosures and parts | 292 | 8034135660756
600620 |  | Vertical adjustable angle Entrade Artiplastic 80x6 | pcs | 11,40 | BC Articplastic enclosures and parts | 292 | 803413566094
600035 |  | Wall connection Entrade Artiplastic 80x60 CM80 | pcs | 8,40 | BC Articplastic enclosures and parts | 292 | 8034135660510
600640 |  | T-branch Entrade Artiplastic 80x60 DT80 | pcs | 12,30 | BC Articplastic enclosures and parts | 292 | 8034135660633
600645 |  | Bracket Entrade Artiplastic 80x60 ST80 | pcs | 0,90 | BC Articplastic enclosures and parts | 292 | 8034135660176
600635 |  | Cover Entrade Artiplastic 80x60 PM80 | pcs | 5,70 | BC Articplastic enclosures and parts | 292 | 8034135660572
600180 |  | Installation duct Entrade Artiplastic 25x25 2m BC3 | pcs | 9,00 | BC Articplastic enclosures and parts | 292 | 7071583000216
600205 |  | Installation duct Entrade Artiplastic 80x60 2.0/16 | pcs | 21,60 | BC Articplastic enclosures and parts | 292 | 7071583000230
600020 |  | Extension piece Entrade Artiplastic 80x60 GC80 | pcs | 2,70 | BC Articplastic enclosures and parts | 292 | 8034135660237
600197 |  | Entrade Artiplastic 80x60 Outside Corner AE80 | pcs | 4,95 | BC Articplastic enclosures and parts | 292 | 8034135660350
600022 |  | Entrade Artiplastic GC80-G Extension Piece, Grey | pcs | 3,90 | BC Articplastic enclosures and parts | 292 | 8034135664013
600037 |  | Entrade Artiplastic CM80-G Wall Connection, Grey | pcs | 10,50 | BC Articplastic enclosures and parts | 292 | 8034135664068
600652 |  | Entrade Artiplastic TT80-G End Piece, Grey | pcs | 6,60 | BC Articplastic enclosures and parts | 292 | 8034135664051
600177 |  | Entrade Artiplastic BC80-G Installation Duct, Grey | pcs | 37,50 | BC Articplastic enclosures and parts | 292 | 8034135664082
600182 |  | Entrade Artiplastic CP80-G Flat Corner, Grey | pcs | 9,60 | BC Articplastic enclosures and parts | 292 | 8034135664044
600643 |  | Entrade Artiplastic DT80-G T-Branch, Grey | pcs | 16,50 | BC Articplastic enclosures and parts | 292 | 8034135664099
600198 |  | Entrade Artiplastic AE80-G Outside Corner, Grey | pcs | 6,90 | BC Articplastic enclosures and parts | 292 | 8034135664037
600188 |  | Entrade Artiplastic AI80-G Inside Corner, Grey | pcs | 6,90 | BC Articplastic enclosures and parts | 292 | 8034135664020
600187 |  | Entrade Artiplastic 80x60 Inside Corner AI80 | pcs | 4,95 | BC Articplastic enclosures and parts | 292 | 8034135660299
600653 |  | Entrade Artiplastic PM80-G End Cap, Grey | pcs | 8,50 | BC Articplastic enclosures and parts | 292 | 8034135664075
600560 |  | Flexible casing Entrade 500mm SF-77-500-K black | pcs | 14,70 | BC Articplastic enclosures and parts | 292 | 4518301013002
600105 |  | Protective casing sheet metal Entrade QsanTec whit | bx | 372,00 | Other covers and enclosures | 292 | 7071583002630
600110 |  | Protective casing sheet metal Entrade QsanTec blac | bx | 477,00 | Other covers and enclosures | 292 | 7071583002647
600545 |  | Protective roof Entrade QsanTec 1150X680mm HAR02-K | pcs | 140,00 | Other covers and enclosures | 292 | 7071583000872
600540 |  | Protective roof Entrade QsanTec 920x540mm HAR01-K | pcs | 95,00 | Other covers and enclosures | 292
600115 |  | Protective roof Entrade QsanTec for outdoor unit 9 | pcs | 108,00 | Other covers and enclosures | 292 | 7071583000841
600120 |  | Protective roof Entrade QsanTec for outdoor unit 1 | pcs | 165,00 | Other covers and enclosures | 292 | 7071583000858
600015 |  | Condensate drain hose Entrade 16mm 30m | rl | 69,00 | Condensate pipes | 292 | 8034135661227
600615 |  | Drip pipe Entrade 20mm 2m TR20 | pcs | 6,30 | Condensate pipes | 292 | 8034135661302
600600 |  | Pipe angle connector Entrade 20-45 AOR20 | pcs | 5,40 | Condensate pipes | 292 | 8034135662385
600610 |  | Pipe angle connector Entrade 20-90 COR20 | pcs | 5,40 | Condensate pipes | 292 | 8034135662392
600605 |  | Pipe extension connector Entrade 20mm MOR20 | pcs | 5,10 | Condensate pipes | 292 | 8034135662378
600595 |  | Pipe clamp Entrade 20mm CF20 | pcs | 0,66 | Condensate pipes | 292 | 8034135661333
600010 |  | Condensate drain pipe Entrade Qsantec 14/16mm 50m | bx | 87,00 | Condensate pipes | 292 | 7071583000254
600016 |  | Entrade TU16-K 30m Condensate Drain Hose, Black | pcs | 70,00 | Condensate pipes | 292 | 7071583008373
600675 |  | Change for condensate water soft fixed 18 mm | pcs | 7,20 | Condensate pipes | 292 | 8034135662088
600685 |  | Pipe QsanTec 1200 × 63 mm | pcs | 32,00 | Condensate pipes | 292 | 7071583009400
600680 |  | Pipe QsanTec 800×63mm | pcs | 48,41 | Condensate pipes | 292 | 7071583003972
600090 |  | "Twin copper pipe Entrade QsanTec 1/4"" x 1/2"" 20 | bx | 375,00 | Insulated copper pipes | 292 | 7071583001596
600085 |  | "Twin copper pipe Entrade QsanTec 1/4"" x 3/8"" 20 | bx | 246,00 | Insulated copper pipes | 292 | 7071583005303
600515 |  | "Double copper pipe Entrade QsanTec 1/4"" x 3/8"" | bx | 240,00 | Insulated copper pipes | 292 | 7350056350592
600095 |  | "Twin copper pipe Entrade QsanTec 3/8"" x 5/8"" 20 | bx | 477,00 | Insulated copper pipes | 292 | 7071583001619
432784 | 2075782 | Straight valve set KAN-Therm G1" x G1" straight | pr | 59,00 | Couplers and valves | 86 | 5901445928674
432100 | 1932775 | "Connection for supply water pipe external thread | pcs | 19,34 | Couplers and valves | 86
432110 | 1932776 | "Connection for supply water pipe external thread | pcs | 19,34 | Couplers and valves | 86
432065 |  | "Pipe fitting for distribution cabinets 3015 3/4"" | pcs | 9,25 | Couplers and valves | 86
432070 |  | "Pipe fitting for distribution cabinets 3015 3/4"" | pcs | 9,25 | Couplers and valves | 86
432075 |  | Complete brass adapting set 3015SCR - 3/4" - 16/12 | pcs | 9,95 | Couplers and valves | 86
432080 |  | Complete brass adapting set 3015 - 3/4" - 17/13 | pcs | 9,25 | Couplers and valves | 86
432085 |  | Complete adapting set 3015 3/4x20/2mm | pcs | 9,25 | Couplers and valves | 86
432095 |  | M X F Angle ball valve red butterfly handle 1"X1" | pcs | 34,74 | Couplers and valves | 86
432055 |  | "Double nipple for distribution cabinets 1/2""x3/4 | pcs | 5,70 | Couplers and valves | 86
432060 |  | Brass straight coupling 3/4" X 3/4" | pcs | 5,70 | Couplers and valves | 86
432140 |  | Valve cartridge 073 (for distribution centers) | pcs | 39,59 | Couplers and valves | 86
432202 | 1755949 | Drainage angle for distribution centers | pcs | 29,76 | Couplers and valves | 86 | 7331590037033
432772 | 2075621 | Brass eurocone adapter KAN-Therm 12x2,0 x G3/4 FM | pcs | 9,25 | Couplers and valves | 86 | 5901445909680
432774 | 2075622 | Brass eurocone adapter KAN-Therm 16x2,0 x G3/4 FM | pcs | 9,25 | Couplers and valves | 86 | 5901445909598
432776 | 2075624 | Brass eurocone adapter KAN-Therm 20x2,0 x G3/4 FM | pcs | 9,25 | Couplers and valves | 86 | 5901615207677
432105 | 1932705 | "Connection for supply water pipe external thread | pcs | 19,34 | Couplers and valves | 86
432115 | 1932706 | "Connection for supply water pipe external thread | pcs | 19,34 | Couplers and valves | 86
432120 | 2073681 | "Valve pair 1/2"" uk x 3/4"" uk" | pcs | 118,40 | Couplers and valves | 86
432786 | 2075783 | Angle valve set KAN-Therm G1" x G1" angle | pr | 95,00 | Couplers and valves | 86 | 5901445928681
432090 |  | FXM Straight ball valve red butterfly handle 1"X1" | pcs | 36,47 | Couplers and valves | 86
432780 |  | Universal nipple with o-ring KAN-Therm 1/2x3/4 M | pcs | 5,70 | Couplers and valves | 86 | 5901445910662
432782 |  | Universal nipple with o-ring KAN-Therm 3/4x3/4 M | pcs | 5,70 | Couplers and valves | 86 | 5901445910624
449505 | 3851408 | 1/2 Drain valve with hose connection and cap | pcs | 17,14 | Couplers and valves | 101
432145 |  | Underplaster cabinet for manifolds 4-c. / 680mm | pcs | 157,59 | Manifold cabinets | 86
432150 |  | Underplaster cabinet for manifolds 8-c. / 830mm | pcs | 173,35 | Manifold cabinets | 86
432175 |  | Distribution cabinet, watertight 550mm recessed/su | pcs | 323,36 | Manifold cabinets | 86
432180 |  | Distribution cabinet, watertight 850mm recessed/su | pcs | 533,50 | Manifold cabinets | 86
432185 |  | Watertight cabinet for manifolds 12-c. / 1150mm | pcs | 645,00 | Manifold cabinets | 86
432160 |  | Overplaster cabinet for manifolds 4-c. / 615mm | pcs | 157,59 | Manifold cabinets | 86
432165 |  | Overplaster cabinet for manifolds 8-c./ 840mm | pcs | 226,75 | Manifold cabinets | 86
432170 |  | Overplaster cabinet for manifolds 12-c. / 1015mm | pcs | 254,00 | Manifold cabinets | 86
432190 |  | Frame for distribution cabinet 550mm watertight ca | pcs | 73,50 | Manifold cabinets | 86
432195 |  | Frame for distribution cabinet 850mm watertight ca | pcs | 84,00 | Manifold cabinets | 86
432200 |  | Frame for distribution cabinet 1150mm watertight ( | pcs | 95,00 | Manifold cabinets | 86
432130 |  | Mixing group SK20UPM-2 | pcs | 980,00 | Manifold cabinets | 86
432135 |  | Flow meter for manifold 7035TOP | pcs | 39,59 | Manifold cabinets | 86
432570 | 2076500 | Stainless steel manifold w. flowmeters 8114TO-02 | pcs | 184,85 | Manifold cabinets | 86
432575 | 2076501 | Stainless steel manifold w. flowmeters 8114TO-03 | pcs | 227,90 | Manifold cabinets | 86
432580 | 2076502 | Stainless steel manifold w. flowmeters 8114TO-04 | pcs | 271,14 | Manifold cabinets | 86
432585 | 2076503 | Stainless steel manifold w. flowmeters 8114TO-05 | pcs | 314,91 | Manifold cabinets | 86
432590 | 2076504 | Distribution cabinet with flow meter 393MM 8114TO- | pcs | 350,66 | Manifold cabinets | 86
432595 | 2076505 | Stainless steel manifold w. flowmeters 8114TO-07 | pcs | 394,35 | Manifold cabinets | 86
432600 | 2076506 | Stainless steel manifold w. flowmeters 8114TO-08 | pcs | 449,55 | Manifold cabinets | 86
432605 | 2076507 | Stainless steel manifold w. flowmeters 8114TO-09 | pcs | 494,33 | Manifold cabinets | 86
432610 | 2076508 | Stainless steel manifold w. flowmeters 8114TO-10 | pcs | 534,35 | Manifold cabinets | 86
432615 | 2076509 | Distribution cabinet with flow meter 643MM 8114TO- | pcs | 576,88 | Manifold cabinets | 86
432620 | 2076510 | Distribution cabinet with flow meter 693MM 8114TO- | pcs | 632,02 | Manifold cabinets | 86
432788 | 2075771 | Electronic pump group KAN-Therm | pcs | 804,00 | Manifold cabinets | 86 | 5901615490475
432176 | 2075811 | Cabinet for manifold, watertight 600mm | pcs | 385,00 | Manifold cabinets | 86 | 5901615289017
432181 | 2075812 | Cabinet for manifold, watertight 800mm | pcs | 495,00 | Manifold cabinets | 86 | 5901615289024
432750 | 2075918 | 2 circuits Manifold KAN-Therm | pcs | 184,85 | Manifold cabinets | 86 | 5901615426030
432752 | 2075919 | 3 circuits Manifold KAN-Therm | pcs | 227,90 | Manifold cabinets | 86 | 5901615426047
432754 | 2075920 | 4 circuits Manifold KAN-Therm | pcs | 271,14 | Manifold cabinets | 86 | 5901615426054
432756 | 2075921 | 5 circuits Manifold KAN-Therm | pcs | 314,91 | Manifold cabinets | 86 | 5901615426061
432758 | 2075922 | 6 circuits Manifold KAN-Therm | pcs | 350,66 | Manifold cabinets | 86 | 5901615426078
432760 | 2075923 | 7 circuits Manifold KAN-Therm | pcs | 394,35 | Manifold cabinets | 86 | 5901615426085
432762 | 2075924 | 8 circuits Manifold KAN-Therm | pcs | 449,55 | Manifold cabinets | 86 | 5901615426092
432764 | 2075925 | 9 circuits Manifold KAN-Therm | pcs | 494,33 | Manifold cabinets | 86 | 5901615426108
432766 | 2075926 | 10 circuits Manifold KAN-Therm | pcs | 534,35 | Manifold cabinets | 86 | 5901615426115
432768 | 2075927 | 11 circuits Manifold KAN-Therm | pcs | 576,88 | Manifold cabinets | 86 | 5901615426122
432770 | 2075928 | 12 circuits Manifold KAN-Therm | pcs | 632,02 | Manifold cabinets | 86 | 5901615426139
432440 |  | 300x300 inspection hatch metal RLA3030 | pcs | 30,90 | Manifold cabinets | 86
432445 |  | 400x400 inspection hatch metal RLA4040 | pcs | 43,51 | Manifold cabinets | 86
432450 |  | 500x500 inspection hatch metal RLA5050 | pcs | 50,31 | Manifold cabinets | 86
432425 |  | 150x150 Inspection hatch plastic PL1515 | pcs | 4,70 | Manifold cabinets | 86
432430 |  | 200x200 Inspection hatch plastic PL2020 | pcs | 6,17 | Manifold cabinets | 86
432435 |  | 300x300 Inspection hatch plastic PL3030 | pcs | 9,06 | Manifold cabinets | 86
431530 | 2075608 | Floor heating pipe KAN-Therm PE-RT 20x2.0 / 120m | rl | 200,00 | Floor heating pipes | 85 | 5901615380448
431535 | 2075609 | Floor heating pipe KAN-Therm PE-RT 20x2.0 / 240m | rl | 400,00 | Floor heating pipes | 85 | 5901615380455
431540 | 2075610 | Floor heating pipe KAN-Therm PE-RT 20x2.0 / 480m | rl | 800,00 | Floor heating pipes | 85 | 5901615380462
431545 | 2075611 | Floor heating pipe KAN-Therm PE-RT 20x2.0 / 600m | rl | 996,00 | Floor heating pipes | 85 | 5901615280076
431500 | 2075600 | Floor heating pipe KAN-Therm PE-RT 12x2.0 / 80m | rl | 220,00 | Floor heating pipes | 85 | 5901615300217
431505 | 2075601 | Floor heating pipe KAN-Therm PE-RT 12x2.0 / 200m | rl | 550,00 | Floor heating pipes | 85 | 5901615300224
431510 | 2075602 | Floor heating pipe KAN-Therm PE-RT 16x2.0 / 120m | rl | 160,00 | Floor heating pipes | 85 | 5901615380240
431515 | 2075603 | Floor heating pipe KAN-Therm PE-RT 16x2.0 / 240m | rl | 320,00 | Floor heating pipes | 85 | 5901615380417
431520 | 2075604 | Floor heating pipe KAN-Therm PE-RT 16x2.0 / 480m | rl | 640,00 | Floor heating pipes | 85 | 5901615380424
431525 | 2075605 | Floor heating pipe KAN-Therm PE-RT 16x2.0 / 600m | rl | 800,00 | Floor heating pipes | 85 | 5901615289468
431550 | 2075959 | Floor heating pipe PE-RT KAN-Therm 25x2,5 / 220m | rl | 860,00 | Floor heating pipes | 85 | 5901615429789
431230 |  | Underfloor heating pipe PE-RT 16x2mm 500m/roll | m | 2,00 | Floor heating pipes | 85 | 6430050411626
431235 |  | Underfloor heating pipe PE-RT 20x2mm 120m/roll | m | 2,60 | Floor heating pipes | 85 | 6430050411633
431285 |  | Composite pipe PE-RT/AL/PE-RT 16x2mm 200m/roll | m | 2,65 | Floor heating pipes | 85
431290 |  | Composite pipe PE-RT/AL/PE-RT 16x2mm 500m/roll | m | 2,65 | Floor heating pipes | 85
431275 |  | 25x2,3mm PE-Xc pipe in protective pipe L=50M | m | 7,80 | Floor heating pipes | 85 | 6430050411664
431200 |  | Underfloor heating pipe PE-X 12x2mm 120m/roll | m | 2,80 | Floor heating pipes | 85 | 6430050411572
431205 |  | Underfloor heating pipe PE-X 12x2mm 240m/roll | m | 2,80 | Floor heating pipes | 85 | 6430050411589
431210 |  | Underfloor heating pipe PE-X 12x2mm 500m/roll | m | 2,80 | Floor heating pipes | 85 | 6430050411596
431255 |  | Underfloor heating pipe 16x2mm 200m/roll Fränkisch | m | 2,00 | Floor heating pipes | 85
431265 |  | Underfloor heating pipe 20x2mm 200m/roll Fränkisch | m | 2,60 | Floor heating pipes | 85
431276 | 2073755 | PE-X in protective pipe 32x2,9mm / 50m | m | 17,00 | Floor heating pipes | 85
432225 |  | Aluplate (single channel) for 20mm pipe | pcs | 12,90 | Floor heating pipes | 86
432227 | 2014866 | Heat transfer plate 1000x180x0.40mm / 16mm pipe | pcs | 8,45 | Floor heating pipes | 86 | 6415820148667
432245 |  | Room thermostat TAM011MI / TM001 230V | pcs | 32,77 | Actuators and thermostates | 86
432250 |  | Room thermostat TAS01M / TAS04M 230V | pcs | 52,40 | Actuators and thermostates | 86
432265 | 2076515 | Room thermostat with display 230V wired | pcs | 90,18 | Actuators and thermostates | 86
432625 | 2076523 | Wireless digital room thermostat w. display Alpha | pcs | 146,45 | Actuators and thermostates | 86 | 5708347652757
432794 | 2075860 | Digital room thermostat Basic+ LCD KAN-Therm 230V | pcs | 98,00 | Actuators and thermostates | 86 | 5901615222311
432795 | 2075861 | Digital thermostat Basic+LCD Control h./c. 230V | pcs | 190,00 | Actuators and thermostates | 86 | 5901615217294
432792 | 2075856 | Analogue room thermostat Basic+ KAN-Therm 230V | pcs | 49,00 | Actuators and thermostates | 86 | 5901615222274
432270 |  | Floor sensor STLNTSA300 L=3M | pcs | 22,93 | Actuators and thermostates | 86
432272 |  | Connection box 230V Comfort IP for 1-6 thermostats | pcs | 340,54 | Actuators and thermostates | 86
432273 |  | Connection box 230V Comfort IP for 1-10 thermostat | pcs | 396,22 | Actuators and thermostates | 86
432630 | 2076521 | Connection box 230V Alpha for 1-6 thermostats | pcs | 340,54 | Actuators and thermostates | 86 | 5708347652887
432635 | 2076522 | Connection box 230V Alpha for 1-10 thermostats | pcs | 396,22 | Actuators and thermostates | 86 | 5708347652900
432275 |  | Connection box alc006u 230V 6 TERM. | pcs | 104,15 | Actuators and thermostates | 86
432280 |  | Connection box alc006m 24V 6 TERM. | pcs | 197,00 | Actuators and thermostates | 86
432274 |  | Connection point Comfort IP 230V | pcs | 210,94 | Actuators and thermostates | 86 | 5708347652085
432640 | 2076524 | Gateway Alpha 230V for wireless system | pcs | 210,94 | Actuators and thermostates | 86 | 4031602011923
432290 | 2076512 | ACTUATOR 230V NC 4MM 1M AC 1W | pcs | 41,23 | Actuators and thermostates | 86
432295 | 2076513 | Actuator A4004 24V (NC) | pcs | 41,23 | Actuators and thermostates | 86
432300 | 2434609 | Actuator adapter VA02 / M30x1.5 | pcs | 9,00 | Actuators and thermostates | 86
432320 | 2074428 | Actuator adapter VA78 / FLANGE / WHITE | pcs | 15,00 | Actuators and thermostates | 86
432812 | 2075842 | Adapter for servomotor KAN-Therm M30x1,5 | pcs | 5,50 | Actuators and thermostates | 86 | 5901445918811
432796 | 2075863 | Sensor Basic+ for LCD thermostat KAN-Therm 3m | pcs | 50,50 | Actuators and thermostates | 86 | 5901615217317
432798 | 2075848 | Terminal block Basic+ KAN-Therm 230V / 6 zones | pcs | 234,00 | Actuators and thermostates | 86 | 5901615222335
432800 | 2075850 | Terminal block Basic+ KAN-Therm 230V / 10 zones | pcs | 251,00 | Actuators and thermostates | 86 | 5901615222359
432810 | 2075843 | Servomotor KAN-Therm 230V with adapter M30x1,5 | pcs | 41,23 | Actuators and thermostates | 86 | 5901445904692
432790 |  | Thermostatic head with pad KAN-Therm | pcs | 85,00 | Actuators and thermostates | 86 | 5901615440371
453670 | 4367526 | ESBE ARA645 2-POINT SPST 230VAC 6NM 30S | pcs | 262,00 | Actuators and thermostates | 107 | 7330193034890
453675 | 4367530 | ESBE ARA639 PROP/MULTI 24VAC 6NM 15-120S | pcs | 277,00 | Actuators and thermostates | 107 | 7330193034791
453680 | 4367541 | ESBE ARA673 3-POINT SPDT 24VAC 6NM 240S | pcs | 233,00 | Actuators and thermostates | 107 | 7330193034456
453685 | 4367546 | ESBE ARA661 3-POINT SPDT 230VAC 6NM 120S | pcs | 220,00 | Actuators and thermostates | 107 | 7330193034135
453690 | 4367547 | ESBE ARA671 3-POINT SPDT 230VAC 6NM 240S | pcs | 233,00 | Actuators and thermostates | 107 | 7330193034142
453695 | 4367571 | ESBE CRC211 REGULATOR 230V 6NM | pcs | 505,00 | Actuators and thermostates | 107 | 6415843675713
453660 | 4016003 | ESBE ARA803 ASSEMBLY KIT ARA-VRG/VRB | pcs | 13,00 | Actuators and thermostates | 107 | 7330193037389
453665 | 4163390 | ESBE ATA212 35-95°C G3/4 75MM | pcs | 62,50 | Actuators and thermostates | 107 | 7330193044318
432310 | 2074429 | Actuator adapter VA80 / M30x1.5 LIGHT GRAY | pcs | 5,50 | Actuators and thermostates | 86
432315 | 2074425 | Actuator adapter VA50 / M30x1.5 DARK GRAY | pcs | 5,50 | Actuators and thermostates | 86
432305 | 2074424 | Actuator adapter VA32 / M28x1.5 GREEN | pcs | 5,50 | Actuators and thermostates | 86
425205 | 2020943 | PERT S3 Floor heating pipe 16, 90m | m | 2,58 | Roth underfloor heating | 295 | 4044599031614
425210 | 2020941 | ROTH PERT S3 Floor heating pipe 16, 240m | m | 2,58 | Roth underfloor heating | 295 | 4044599031591
425215 | 2020939 | Roth PERT S3 Heatingpipe 16mm, 650m | m | 2,58 | Roth underfloor heating | 295 | 4044599031409
425220 | 2020920 | ROTH Heating Pipe X-PERT S5® 16mm, 90m | m | 2,58 | Roth underfloor heating | 295 | 4044599030921
425225 | 2020925 | ROTH X-PERT S5® Heating Pipe 16mm, 200m | m | 2,58 | Roth underfloor heating | 295 | 4037115059636
425230 | 2020928 | ROTH X-PERT S5® Heating Pipe 16mm, 650m | m | 2,58 | Roth underfloor heating | 295 | 4037115059643
425235 | 2020932 | ROTH Heating Pipe X-PERT S5® 20mm, 120m | m | 2,63 | Roth underfloor heating | 295 | 4044599030952
425240 | 2020938 | ROTH Heating Pipe X-PERT S5® 20mm, 240m | m | 2,63 | Roth underfloor heating | 295 | 6415820209382
425245 | 2020937 | ROTH Heating Pipe X-PERT S5® 20mm, 600m | m | 2,63 | Roth underfloor heating | 295 | 4044599030983
425217 | 2020906 | ROTH Heating Pipe X-PERT S5® 10,5mm 200m | m | 2,52 | Roth underfloor heating | 295 | 4044599030914
425216 | 2020903 | ROTH Heating Pipe X-PERT S5® 10,5mm, 70m | m | 2,52 | Roth underfloor heating | 295 | 4044599030907
425247 | 2011167 | Roth PERT S3 PiP, 25x2,3mm, 15 m | m | 11,90 | Roth underfloor heating | 295 | 4044599031669
425250 | 2011160 | Roth PERT S3 PiP, 25x2,3mm, 30m | m | 10,66 | Roth underfloor heating | 295 | 4044599031508
425255 | 2011163 | ROTH PERT S3 PiP, 32x2,9mm, 50 m | m | 17,87 | Roth underfloor heating | 295 | 4044599031515
425260 | 2011181 | Roth PERT S3 PiP, 40x3,7mm, 50 m | m | 23,54 | Roth underfloor heating | 295 | 5702000124278
425265 | 2011184 | Roth PERT S3 25 x 2,3 mm + ISO 9mm, 25 m | m | 11,33 | Roth underfloor heating | 295 | 5702000149516
429876 | 2070630 | Roth System EPS insu, Roll 30-3, 29 dB | rl | 193,79 | Roth underfloor heating | 295 | 4037115009365
429864 | 2070645 | ROTH QuickTemp diffuser plates 0.5/20mm | pcs | 11,74 | Roth underfloor heating | 295 | 5702000089478
425270 | 2070511 | Roth Manifold w,Flow Meter HC2 | pcs | 219,91 | Roth underfloor heating | 295 | 4037115025594
425275 | 2070512 | ROTH Manifold w,Flow Meter HC3 | pcs | 290,77 | Roth underfloor heating | 295 | 4037115025600
425280 | 2070513 | ROTH Manifold w,Flow Meter HC4 | pcs | 357,93 | Roth underfloor heating | 295 | 4037115025617
425285 | 2070514 | Roth Manifold w,Flow Meter HC5 | pcs | 419,93 | Roth underfloor heating | 295 | 4037115025624
429750 | 2070515 | Roth Manifold w,Flow Meter HC6 | pcs | 483,69 | Roth underfloor heating | 295 | 4037115025631
429753 | 2070516 | Roth Manifold w,Flow Meter HC7 | pcs | 536,84 | Roth underfloor heating | 295 | 4037115025648
429756 | 2070517 | Roth Manifold w,Flow Meter HC8 | pcs | 625,36 | Roth underfloor heating | 295 | 4037115025655
429759 | 2070518 | Roth Manifold w,Flow Meter HC9 | pcs | 689,22 | Roth underfloor heating | 295 | 4037115025662
429762 | 2070519 | Roth Manifold w,Flow Meter HC10 | pcs | 743,92 | Roth underfloor heating | 295 | 4037115025679
429765 | 2070520 | ROTH Manifold w,Flow Meter HC11 | pcs | 811,18 | Roth underfloor heating | 295 | 4037115025686
429768 | 2070521 | ROTH Manifold w,Flow Meter HC12 | pcs | 889,04 | Roth underfloor heating | 295 | 4037115025693
429867 | 2070698 | Roth UFH Cabinet universal 550mm | pcs | 496,87 | Roth underfloor heating | 295 | 5702000110530
429870 | 2070699 | Roth UFH Cabinet universal 800mm | pcs | 555,74 | Roth underfloor heating | 295 | 5702000110554
429873 | 2070700 | Roth UFH Cabinet universal 1150mm | pcs | 757,67 | Roth underfloor heating | 295 | 5702000110578
429798 | 2070522 | "Roth Ball Valve 1""" | pcs | 46,30 | Roth underfloor heating | 295 | 5702000103631
429795 | 2070528 | Roth End Fittings for manifold | pcs | 55,11 | Roth underfloor heating | 295 | 5702000103693
429771 | 2070972 | "ROTH 16mm x 3/4"" adaptor - RED" | pcs | 9,95 | Roth underfloor heating | 295 | 5702000115108
429774 | 2070973 | "ROTH 20mm x 3/4"" adaptor - RED" | pcs | 9,95 | Roth underfloor heating | 295 | 5702000115115
429777 | 2070558 | "Roth Transition 25 x 1"" nipple" | pcs | 42,05 | Roth underfloor heating | 295 | 5702000090146
429780 | 2070560 | "Roth Transition 32 x 2,9 x 1"" nipple" | pcs | 44,95 | Roth underfloor heating | 295 | 5702000110325
429783 | 2070581 | "Transition 40 x 3,7mm x 1"" male" | pcs | 63,00 | Roth underfloor heating | 295 | 5702000126548
429807 | 2070891 | ROTH Touchline®BL H/E room therm. 230v | pcs | 55,83 | Roth underfloor heating | 295 | 4037115037795
429804 | 2070903 | Roth Touchline®BL thermostat RSF 20.T/1 | pcs | 48,62 | Roth underfloor heating | 295 | 4037115037733
429805 | 2070839 | ROTH Touchline®BL wired room therm, std | pcs | 48,41 | Roth underfloor heating | 295 | 5703502582306
429813 | 2070569 | ROTH Touchline®BL T digital thermostat | pcs | 125,25 | Roth underfloor heating | 295 | 4037115083143
429802 | 2070840 | Roth Touchline®BL wired thermost, multi | pcs | 78,74 | Roth underfloor heating | 295 | 5703502582313
429809 | 2011199 | Touchline® BL thermostat 24v, digit blk | pcs | 77,25 | Roth underfloor heating | 295 | 5702000152455
429812 | 2011211 | Roth Touchline®BL 24V thermos. sensor Bl | pcs | 97,85 | Roth underfloor heating | 295 | 5702000157306
429811 | 2011210 | Roth Touchline®BL 24V thermos. sensor Wh | pcs | 97,85 | Roth underfloor heating | 295 | 5702000157290
429808 | 2011195 | Roth Touchline® BL wired thermot, disp. | pcs | 77,25 | Roth underfloor heating | 295 | 5702000151809
429816 | 2070790 | ROTH Touchline®SL std thermostat, black | pcs | 127,77 | Roth underfloor heating | 295 | 5702000143941
429819 | 2011204 | Roth Touchline® SL thermostat IR, white | pcs | 180,25 | Roth underfloor heating | 295 | 5702000153674
429822 | 2011205 | Roth Touchline® SL thermostat IR, black | pcs | 180,25 | Roth underfloor heating | 293 | 5702000153681
429823 | 2070658 | Roth Touchline® SL IW thermostat, 230V | pcs | 139,05 | Roth underfloor heating | 295 | 5702000154787
429818 | 2011203 | Roth Touchline® SL thermostat X, black | pcs | 134,21 | Roth underfloor heating | 295 | 5702000153438
429824 | 2070659 | Roth Touchline® SL IW thermost. 230V, bk | pcs | 139,05 | Roth underfloor heating | 295 | 5702000154794
429817 | 2070791 | Roth Touchline® SL room thermostat, X | pcs | 134,21 | Roth underfloor heating | 295 | 5702000153223
429815 | 2070785 | Roth Touchline®SL std thermostat, white | pcs | 134,21 | Roth underfloor heating | 295 | 5702000143309
429810 | 2070738 | ROTH Touchline®PL wireless thermostat | pcs | 102,23 | Roth underfloor heating | 295 | 5702000139265
429828 | 2070870 | Roth Touchline® actuator 24V | pcs | 60,87 | Roth underfloor heating | 295 | 5702000109404
429825 | 2070871 | Roth Touchline® actuator 230V | pcs | 60,87 | Roth underfloor heating | 295 | 5702000109428
429849 | 2070921 | Roth Touchline® SL Controller 8 ch, exte | pcs | 437,96 | Roth underfloor heating | 295 | 5702000150239
429837 | 2070849 | Roth Touchline®BL 24V control unit 6 ch | pcs | 211,20 | Roth underfloor heating | 295 | 5703502582320
429843 | 2070795 | Roth Touchline® SL Controller 4 ch, WiFi | pcs | 391,40 | Roth underfloor heating | 295 | 5702000151052
429840 | 2070737 | Roth Manifold TT 1 x 15 mm | pcs | 356,90 | Roth underfloor heating | 295 | 5702000139258
429846 | 2070920 | Roth Touchline® SL Controller 8 ch, mast | pcs | 508,15 | Roth underfloor heating | 293 | 5702000150253
429786 | 2016500 | Roth Plastic Pipe Bend 16-18 mm | pcs | 4,22 | Roth underfloor heating | 295 | 5702000110837
429789 | 2016459 | Roth Pipe Bend 14-17mm | pcs | 3,81 | Roth underfloor heating | 295 | 4037115002908
429790 | 2016460 | Roth Plastic Pipe Bend 33/37 mm | pcs | 5,36 | Roth underfloor heating | 295 | 4037115002915
429792 | 2016457 | Roth Pipe Bend , steel 34 mm | pcs | 8,03 | Roth underfloor heating | 295 | 5702000099750
429793 | 2016458 | Roth Pipe Bend , steel 42 mm | pcs | 17,25 | Roth underfloor heating | 295 | 5702000099613
429794 | 2016464 | Roth Pipe Bend , steel 54 mm | pcs | 27,76 | Roth underfloor heating | 295 | 5702000109343
425317 | 2011187 | Actuator Adaptor Megatherm manifold | pcs | 6,39 | Roth underfloor heating | 295 | 5702000097480
425321 | 2011190 | Actuator Adaptor Collar VA54 M28x1.5 | pcs | 6,39 | Roth underfloor heating | 295 | 5702000097633
425323 | 2011193 | Actuator Adaptor Thermotech manifold | pcs | 6,39 | Roth underfloor heating | 295 | 5702000110714
425315 | 2011186 | Actuator Adaptor plastic manifold VA02 | pcs | 6,39 | Roth underfloor heating | 295 | 5702000113616
425319 | 2011188 | Actuator Adaptor Uponor manifold | pcs | 6,39 | Roth underfloor heating | 295 | 5702000097374
425313 | 2011185 | Actuator Adaptor Giacomini manifold | pcs | 7,21 | Roth underfloor heating | 295 | 5702000097473
429891 | 2070800 | Roth Minishunt capillary sensor | pcs | 650,39 | Roth underfloor heating | 295 | 7330580007681
429861 | 2070553 | Roth ShuntUnit extension for 1 circuit | pcs | 42,90 | Roth underfloor heating | 295 | 5702000107875
429801 | 2070532 | "Roth Angle ball valve 1"" , 91 og 66 mm" | pcs | 91,77 | Roth underfloor heating | 295 | 5702000103808
429831 | 2070578 | Roth Control Valve1 | pcs | 11,64 | Roth underfloor heating | 295 | 4037115039003
429834 | 2070571 | ROTH Touchline®BL floor sensor 230V | pcs | 62,16 | Roth underfloor heating | 295 | 4037115033216
429858 | 2070550 | Roth Shuntunit-2 | pcs | 783,73 | Roth underfloor heating | 295 | 5702000107325
429859 | 2070551 | Roth Shuntunit-3 | pcs | 812,77 | Roth underfloor heating | 295 | 5702000107349
429860 | 2070552 | Roth Shuntunit-4 | pcs | 841,82 | Roth underfloor heating | 295 | 5702000107332
429882 | 2070768 | Roth Tacker® Clip - 58mm (300/box) | pcs | 55,62 | Roth underfloor heating | 295 | 4037115022746
429894 | 2070923 | Roth Touchline® SL WiFi module | pcs | 123,60 | Roth underfloor heating | 295 | 5702000150291
429888 | 2070774 | Roth Pipe Holder on wheels | pcs | 844,91 | Roth underfloor heating | 295 | 5702000091761
429879 | 2070767 | ROTH Tacker® E Clip - 43mm (1000/box) | pcs | 164,80 | Roth underfloor heating | 295 | 4037115004452
429855 | 2070739 | Roth Touchline®PL wireless floor sensor | pcs | 85,18 | Roth underfloor heating | 295 | 5702000139272
429885 | 2070770 | Roth Original Tacker® Speedstar Gun | pcs | 354,53 | Roth underfloor heating | 295 | 4037115056611
429852 | 2070771 | Roth Steel Wire Ties 250 pcs | pcs | 9,63 | Roth underfloor heating | 295 | 5702000092065
425195 | 2016551 | Roth Adjustable Wall bracket, 330-600mm | pcs | 18,49 | Roth underfloor heating | 295 | 5702000126906
425200 | 2016550 | Roth Adjustable Wall bracket, 220-400mm | pcs | 16,53 | Roth underfloor heating | 295 | 5702000126890
429838 | 2070850 | Roth Touchline®BL 24V control unit 12ch | pcs | 240,30 | Roth underfloor heating | 295 | 5703502582337
429853 | 2070783 | Cramps 16/20mm, for wooden floor | bx | 206,00 | Roth underfloor heating | 295 | 5702000142715
429803 | 2070851 | Roth Touchline®BL 24v tamp,cover | pcs | 29,10 | Roth underfloor heating | 295 | 5702000110080
425295 | 2070561 | Roth Pipe feed-through 10-34 mm | pcs | 1,55 | Roth underfloor heating | 295 | 5702000110639
429832 | 2070720 | Roth Lever for Flow Meter | pcs | 10,65 | Roth underfloor heating | 295 | 4037115025112
425309 | 2070568 | "UFH Manual R-valve 1/2"" x 16 mm pex" | pcs | 25,85 | Roth underfloor heating | 295 | 5702000105826
425301 | 2011206 | "Roth PL bypass valve set 1""" | pcs | 72,10 | Roth underfloor heating | 295 | 5702000154954
425311 | 2070547 | "UFH Manual R-valve ½"" x 20 mm pex" | pcs | 25,85 | Roth underfloor heating | 295 | 5702000101026
425299 | 2016481 | Roth Pipe feed-through 42 mm | pcs | 24,10 | Roth underfloor heating | 295 | 5702000091068
425303 | 2070527 | Roth UFH Bypass valve Set 1” | pcs | 271,10 | Roth underfloor heating | 295 | 5702000103686
429770 | 2070970 | ROTH CC Compression Fitting - 11mm | pcs | 21,00 | Roth underfloor heating | 295 | 4037115012372
425297 | 2016428 | Roth QB drain system watertight cabinets | pcs | 20,39 | Roth underfloor heating | 295 | 6415820164285
429887 | 2070780 | ROTH QuickTemp ClimaComfort® FLow, 25kg | bag | 41,25 | Roth underfloor heating | 295 | 7054159997950
429890 | 2070765 | Roth Edge Strip 160 x 10mm (25m) | rl | 27,86 | Roth underfloor heating | 295 | 4037115004384
429889 | 2070762 | Roth QT ClimaComfort edge 5 X 50mm, 25m | rl | 52,07 | Roth underfloor heating | 295 | 5702000099941
429886 | 2070608 | ROTH QuickTemp ClimaComfort®- 10.5mm | pkg | 234,33 | Roth underfloor heating | 295 | 4037115012358
425290 | 2016445 | Roth Drip-Tray f, 550mm UFH cabinets | pcs | 61,80 | Roth underfloor heating | 295 | 5702000106144
425293 | 2016446 | Roth Drip-Tray f, 800mm UFH cabinets | pcs | 82,40 | Roth underfloor heating | 295 | 5702000106151
425305 | 2070567 | "UFH Manual F-valve 1/2"" x 16 mm pex" | pcs | 40,99 | Roth underfloor heating | 295 | 5702000105819
425307 | 2070546 | "UFH Manual F-valve ½"" x 20 mm pex" | pcs | 40,99 | Roth underfloor heating | 295 | 5702000101019
425203 | 2070665 | ROTH QuickTemp Compact® 24/16 - 8,9 m2 | pkg | 517,32 | Roth underfloor heating | 295 | 5702000089898
425325 | 2070500 | ROTH Universal Manifold HC 2 | pcs | 139,00 | Roth underfloor heating | 295 | 4037115025709
425327 | 2070501 | ROTH Universal Manifold HC 3 | pcs | 194,57 | Roth underfloor heating | 295 | 4037115025716
425329 | 2070502 | Roth Universal Manifold HC 4 | pcs | 255,49 | Roth underfloor heating | 295 | 4037115025723
425331 | 2070503 | Roth Universal Manifold HC 5 | pcs | 301,28 | Roth underfloor heating | 295 | 4037115025730
425333 | 2070504 | Roth Universal Manifold HC 6 | pcs | 348,45 | Roth underfloor heating | 295 | 4037115025747
425335 | 2070505 | Roth Universal Manifold HC 7 | pcs | 402,52 | Roth underfloor heating | 295 | 4037115025754
425337 | 2070506 | Roth Universal Manifold HC 8 | pcs | 451,66 | Roth underfloor heating | 295 | 4037115025761
425339 | 2070507 | ROTH Universal Manifold HC 9 | pcs | 510,73 | Roth underfloor heating | 295 | 4037115025778
425341 | 2070508 | ROTH Universal Manifold HC 10 | pcs | 561,45 | Roth underfloor heating | 295 | 4037115025785
425343 | 2070509 | Roth Universal Manifold HC 11 | pcs | 607,08 | Roth underfloor heating | 295 | 4037115025792
425345 | 2070510 | Roth Universal Manifold HC 12 | pcs | 662,86 | Roth underfloor heating | 295 | 4037115025808
453700 | 4012002 | Flow control valve 410010 DN10 | pcs | 100,19 | Control valves | 107
453705 | 4012004 | Flow control valve 410015 DN15 | pcs | 105,76 | Control valves | 107
453710 | 4012006 | Flow control valve 410020 DN20 | pcs | 118,22 | Control valves | 107
453715 | 4012008 | Flow control valve 410025 DN25 | pcs | 139,94 | Control valves | 107
453720 | 4012010 | Flow control valve 410032 DN32 | pcs | 177,36 | Control valves | 107
453725 | 4012012 | Flow control valve 410040 DN40 | pcs | 214,78 | Control valves | 107
453730 | 4012014 | Flow control valve 410050 DN50 | pcs | 289,45 | Control valves | 107
454720 | 4014202 | Flow control valve 10 STAD 52151-009 | pcs | 109,00 | Control valves | 108
454725 | 4014204 | Flow control valve 15 STAD 52151-014 | pcs | 110,00 | Control valves | 108
454730 | 4014206 | Flow control valve 20 STAD 52151-020 | pcs | 117,00 | Control valves | 108
454735 | 4014208 | Flow control valve 25 STAD 52151-025 | pcs | 143,00 | Control valves | 108
454740 | 4014210 | Flow control valve 32 STAD 52151-032 | pcs | 201,00 | Control valves | 108
454745 | 4014212 | Flow control valve 40 STAD 52151-040 | pcs | 232,00 | Control valves | 108
454750 | 4014214 | Flow control valve 50 STAD 52151-050 | pcs | 291,00 | Control valves | 108
454850 | 4014414 | Flow control valve 50 STAF 52182-050 | pcs | 532,87 | Control valves | 108 | 7318792826108
453765 | 4012104 | LVK flow control valve 412012 Cu12 | pcs | 95,78 | Control valves | 107
453770 | 4012106 | LVK flow control valve 412015 Cu15 | pcs | 107,09 | Control valves | 107
453775 | 4012108 | LVK flow control valve 412018 Cu18 | pcs | 126,26 | Control valves | 107
453780 | 4012110 | LVK flow control valve 412022 Cu22 | pcs | 130,04 | Control valves | 107
454710 | 4014114 | Flow control valve STAD LVK DN10/CU12 32101010344 | pcs | 120,70 | Control valves | 108
454715 | 4014106 | Flow control valve STAD LVK DN20/CU18 32101010544 | pcs | 185,00 | Control valves | 108
454712 | 4014115 | Balancing valve STAD LVK DN15/CU15 | pcs | 133,40 | Control valves | 108 | 5902276896828
455400 | 4018327 | Flow control valve steel DN 32 welded | pcs | 253,00 | Control valves | 109
455405 | 4018329 | Flow control valve steel DN 40 welded | pcs | 258,00 | Control valves | 109
455410 | 4018331 | Flow control valve steel DN 50 welded | pcs | 293,00 | Control valves | 109
455415 | 4018333 | Flow control valve steel DN 65 welded | pcs | 343,00 | Control valves | 109
455420 | 4018335 | Flow control valve steel DN 80 welded | pcs | 685,00 | Control valves | 109
455425 | 4018337 | Flow control valve steel DN 100 welded | pcs | 1056,82 | Control valves | 109
455430 | 4018339 | Flow control valve steel DN 125 welded | pcs | 1410,00 | Control valves | 109
455435 | 4018341 | Flow control valve steel DN 150 welded | pcs | 1880,00 | Control valves | 109
454900 | 4024006 | Flow control valve Honeywell DN 10 | pcs | 73,81 | Control valves | 108 | 4029289082589
454905 | 4014969 | Flow control valve Honeywell DN 15 | pcs | 73,81 | Control valves | 108 | 4029289079831
454910 | 4014970 | Flow control valve Honeywell DN 20 | pcs | 67,81 | Control valves | 108 | 4029289079848
454915 | 4014971 | Flow control valve Honeywell DN 25 | pcs | 77,75 | Control valves | 108 | 4029289079855
454920 | 4014972 | Flow control valve Honeywell DN 32 | pcs | 137,06 | Control valves | 108 | 4029289079862
454925 | 4014973 | Flow control valve Honeywell DN 40 | pcs | 145,18 | Control valves | 108 | 4029289079879
454930 | 4014974 | Flow control valve Honeywell DN 50 | pcs | 235,35 | Control valves | 108 | 4029289079886
453785 | 4012122 | Pump valve 411012 DN15/Cu12 | pcs | 91,33 | Control valves | 107
453790 | 4012124 | Pump valve 411015 DN15/Cu15 | pcs | 103,67 | Control valves | 107
453795 | 4012126 | Pump valve 411018 DN20/Cu18 | pcs | 117,15 | Control valves | 107
453800 | 4012128 | Pump valve 411022 DN20/Cu22 | pcs | 118,85 | Control valves | 107
453805 | 4012130 | Pump valve 411028 DN25/Cu28 | pcs | 150,40 | Control valves | 107
453810 | 4012132 | Pump valve 411035 DN32/Cu35 | pcs | 197,29 | Control valves | 107
457600 | 4015430 | Danfoss return valve FJVR 10 straight | pcs | 62,37 | Control valves | 112
457605 | 4015431 | Danfoss return valve FJVR 15 straight | pcs | 58,38 | Control valves | 112
453815 | 4012142 | Pump valve 413012 DN15/Cu12 | pcs | 59,03 | Control valves | 107
453820 | 4012144 | Pump valve 413015 DN15/Cu15 | pcs | 61,76 | Control valves | 107 | 6414150022678
453825 | 4012146 | Pump valve 413018 DN20/Cu18 | pcs | 78,86 | Control valves | 107
453830 | 4012148 | Pump valve 413022 DN20/Cu22 | pcs | 79,26 | Control valves | 107
453835 | 4012150 | Pump valve 413028 DN25/Cu28 | pcs | 106,34 | Control valves | 107
453840 | 4012152 | Pump valve 413035 DN32/Cu35 | pcs | 132,37 | Control valves | 107
453845 | 4012154 | Pump valve 413042 DN40/Cu42 | pcs | 193,84 | Control valves | 107
453850 | 4012156 | Pump valve 413054 DN50/Cu54 | pcs | 289,18 | Control valves | 107
453735 | 4012064 | Throttle valve 415015 DN15 | pcs | 95,41 | Control valves | 107
453740 | 4012066 | Throttle valve 415020 DN20 | pcs | 129,24 | Control valves | 107
453745 | 4012068 | Throttle valve 415025 DN25 | pcs | 151,34 | Control valves | 107
453750 | 4012070 | Throttle valve 415032 DN32 | pcs | 194,07 | Control valves | 107
453855 | 4012182 | Constant pressure valve 433016 DN15 | pcs | 163,92 | Control valves | 107
453860 | 4012193 | Constant pressure valve 433020 DN20 | pcs | 179,11 | Control valves | 107
453865 | 4012194 | Constant pressure valve 433025 DN25 | pcs | 209,02 | Control valves | 107
453870 | 4012195 | Constant pressure valve 433032 DN32 | pcs | 296,45 | Control valves | 107
453875 | 4012196 | Constant pressure valve 433040 DN40 | pcs | 574,16 | Control valves | 107
453880 | 4012197 | Constant pressure valve 433050 DN50 | pcs | 618,49 | Control valves | 107
453885 | 4012204 | Filling valve 416015 DN15 | pcs | 86,14 | Control valves | 107
453890 | 4012206 | Filling valve 416020 DN20 | pcs | 125,61 | Control valves | 107
453895 | 4012208 | Filling valve 416025 DN25 | pcs | 162,60 | Control valves | 107
453900 | 4012306 | Supply valve 414015 DN15/Cu15 | pcs | 127,60 | Control valves | 107
453905 | 4012308 | Supply valve 414018 DN20/Cu18 | pcs | 136,18 | Control valves | 107
453910 | 4012310 | Supply valve 414022 DN20/Cu22 | pcs | 136,18 | Control valves | 107
453915 | 4012312 | Supply valve 414028 DN25/Cu28 | pcs | 188,63 | Control valves | 107
453920 | 4012314 | Supply valve 414035 DN32/Cu35 | pcs | 241,82 | Control valves | 107
453925 | 4012316 | Supply valve 414042 DN40/Cu42 | pcs | 285,07 | Control valves | 107 | 6414150022838
453935 | 4012520 | Supply mixing valve 420018 Cu18 | pcs | 169,23 | Control valves | 107
453940 | 4012522 | Supply mixing valve 420122 Cu22 | pcs | 181,05 | Control valves | 107
453950 | 4012604 | Mixing valve domestic water 3-way 421015 DN15/Cu18 | pcs | 73,49 | Control valves | 107
453955 | 4012605 | Mixing valve domestic water 3-way 421022 DN15/Cu22 | pcs | 79,32 | Control valves | 107
453960 | 4012606 | Mixing valve 421020 DN20 +57C | pcs | 347,81 | Control valves | 107
453965 | 4012608 | Mixing valve 421025 DN25 +57C | pcs | 405,56 | Control valves | 107
453970 | 4012610 | Mixing valve 421032 DN32 +57C | pcs | 521,19 | Control valves | 107 | 6414150023583
454070 | 4012704 | Capacitor valve 421232 DN32 +73C | pcs | 494,62 | Control valves | 107
453945 | 4013900 | Injection mix valve 22mm LK Armatur | pcs | 109,00 | Control valves | 107
453655 | 4015961 | INTERIOR COMPLETE V1T | pcs | 184,00 | Control valves | 107 | 7330193021531
453650 | 4015959 | ESBE INTERIOR K1C COMPLETE | pcs | 185,00 | Control valves | 107 | 7330193021265
461300 | 4132202 | Pressure reducing valve DN15 (1.5-6 bar) max 40°C | pcs | 139,50 | Pressure regulating and pressure reducing valves | 115
461305 | 4132204 | Pressure reducing valve DN20 (1.5-6 bar) max 40°C | pcs | 136,25 | Pressure regulating and pressure reducing valves | 115
461310 | 4132206 | Pressure reducing valve DN25 (1.5-6 bar) max 40°C | pcs | 175,93 | Pressure regulating and pressure reducing valves | 115
461315 | 4132208 | Pressure reducing valve DN32 (1.5-6 bar) max 40°C | pcs | 291,00 | Pressure regulating and pressure reducing valves | 115
461320 | 4132210 | Pressure reducing valve DN40 (1.5-6 bar) max 40°C | pcs | 550,50 | Pressure regulating and pressure reducing valves | 115
461325 | 4132212 | Pressure reducing valve DN50 (1.5-6 bar) max 40°C | pcs | 573,88 | Pressure regulating and pressure reducing valves | 115
453630 | 4015984 | ESBE VTA321 20-43°C 15-1,5 RP1/2 | pcs | 105,00 | 3-way valves | 107 | 7330193024570
453635 | 4015987 | ESBE VTA323 35-60°C 15-1,2 CPF15 | pcs | 105,00 | 3-way valves | 107 | 7330193024464
453640 | 4015988 | ESBE VTA323 35-60°C 15-1,5 CPF18 | pcs | 110,00 | 3-way valves | 107 | 7330193024433
453645 | 4015983 | ESBE VTA323 35-60°C 20-1,5 CPF22 | pcs | 112,00 | 3-way valves | 107 | 7330193024396
453605 | 4015940 | ESBE VRG131 20-4 RP 3/4 | pcs | 89,00 | 3-way valves | 107 | 7330193033893
453610 | 4015941 | ESBE VRG131 20-6.3 RP 3/4 | pcs | 89,00 | 3-way valves | 107 | 7330193033909
453615 | 4015942 | ESBE VRG131 25-6.3 RP 1 | pcs | 94,00 | 3-way valves | 107 | 7330193033916
453620 | 4015943 | ESBE VRG131 25-10 RP 1 | pcs | 94,00 | 3-way valves | 107 | 7330193033923
453625 | 4015944 | ESBE VRG131 32-16 RP 1 1/4 | pcs | 106,00 | 3-way valves | 107 | 7330193033930
456100 | 4023179 | 3-way valve termomix DN15 | pcs | 89,17 | 3-way valves | 110
456105 | 4023181 | 3-way valve termomix DN20 | pcs | 99,33 | 3-way valves | 110
456110 | 4023182 | 3-way valve termomix DN25 | pcs | 103,56 | 3-way valves | 110
456115 | 4023184 | 3-way valve termomix DN32 | pcs | 106,47 | 3-way valves | 110
463525 | 4125108 | 1/2 Solenoid valve L133B07 0-10 Bar | pcs | 154,15 | Magnet valves | 118
463530 | 4125110 | 3/4 Solenoid valve L133B07 0-10 Bar | pcs | 206,11 | Magnet valves | 118
463535 | 4125112 | 1 Solenoid valve L133B06 0-10 Bar | pcs | 254,39 | Magnet valves | 118
463500 | 4125028 | 1/2 Solenoid valve L282B01 0.35-12 Bar | pcs | 181,44 | Magnet valves | 118
463510 | 4125030 | 3/4 Solenoid valve L282B01 0.35-12 Bar | pcs | 215,40 | Magnet valves | 118
463505 | 4125008 | 1/2 Solenoid valve L182B01 0.35-16 Bar | pcs | 124,38 | Magnet valves | 118
463515 | 4125010 | 3/4 Solenoid valve L182B01 0.35-12 Bar | pcs | 159,71 | Magnet valves | 118
463520 | 4125012 | 1 Solenoid valve L182B01 0.35-12 Bar | pcs | 254,39 | Magnet valves | 118
447410 | 3753202 | Ball valve DN15 welded | pcs | 46,80 | Ball valves | 99
447415 | 3753204 | Ball valve DN20 welded | pcs | 49,00 | Ball valves | 99
447420 | 3753206 | Ball valve DN25 welded | pcs | 53,20 | Ball valves | 99
447425 | 3753208 | Ball valve DN32 welded | pcs | 59,80 | Ball valves | 99
447430 | 3753210 | Ball valve DN40 welded | pcs | 82,11 | Ball valves | 99
447435 | 3753212 | Ball valve DN50 welded | pcs | 85,85 | Ball valves | 99
447440 | 3753214 | Ball valve DN65 welded | pcs | 140,00 | Ball valves | 99
447445 | 3753216 | Ball valve DN80 welded | pcs | 210,60 | Ball valves | 99
447450 | 3753218 | Ball valve DN100 welded | pcs | 269,00 | Ball valves | 99
447455 | 3753220 | Ball valve DN125 welded | pcs | 450,00 | Ball valves | 99
447460 | 3753222 | Ball valve DN150 welded | pcs | 680,00 | Ball valves | 99
447400 | 3755668 | Ball valve DN15 x 1/2 welded internal thread | pcs | 48,60 | Ball valves | 99
447405 | 3755678 | Ball valve DN20 x 3/4 welded internal thread | pcs | 52,35 | Ball valves | 99
451500 | 3911102 | 3/8 Check valve em ns | pcs | 15,63 | Non-return valves | 102
451505 | 3911104 | 1/2 Check valve em ns | pcs | 19,60 | Non-return valves | 102
451510 | 3911106 | 3/4 Check valve em ns | pcs | 22,61 | Non-return valves | 102
451515 | 3911108 | 1 Check valve em ns | pcs | 36,70 | Non-return valves | 102
451520 | 3911110 | 1 1/4 Check valve em ns | pcs | 50,90 | Non-return valves | 102
451525 | 3911112 | 1 1/2 Check valve em ns | pcs | 55,70 | Non-return valves | 102
451530 | 3911114 | 2 Check valve em ns | pcs | 116,55 | Non-return valves | 102
452300 |  | 3/8 Check valve vertical | pcs | 9,94 | Non-return valves | 103
452305 | 3911724 | 1/2 Check valve vertical | pcs | 8,91 | Non-return valves | 103
452310 | 3911726 | 3/4 Check valve vertical | pcs | 11,36 | Non-return valves | 103
452315 | 3911728 | 1 Check valve vertical | pcs | 14,01 | Non-return valves | 103
452320 | 3911730 | 1 1/4 Check valve vertical | pcs | 46,73 | Non-return valves | 103
452325 | 3911732 | 1 1/2 Check valve vertical | pcs | 27,63 | Non-return valves | 103
452330 | 3911734 | 2 Check valve vertical | pcs | 35,43 | Non-return valves | 103
451565 | 3911833 | Check valve HELA | pcs | 90,61 | Non-return valves | 83 | 6415839118330
451570 | 3911836 | Check valve HELA 1 1/2" HELA 342 | pcs | 117,40 | Non-return valves | 83 | 6415839118361
451575 | 3911837 | Check valve 2" HELA 342 | pcs | 410,70 | Non-return valves | 83 | 6415839118378
445300 | 3713503 | Oras ball valve 400010 DN10 | pcs | 16,41 | Ball valves, Brass | 96
445305 | 3713504 | Oras ball valve 400015 DN15 | pcs | 20,81 | Ball valves, Brass | 96
445310 | 3713505 | Oras ball valve 400020 DN20 | pcs | 27,24 | Ball valves, Brass | 96
445315 | 3713506 | Oras ball valve 400025 DN25 | pcs | 36,28 | Ball valves, Brass | 96
445320 | 3713507 | Oras ball valve 400032 DN32 | pcs | 54,14 | Ball valves, Brass | 96
445325 | 3713508 | Oras ball valve 400040 DN40 | pcs | 75,06 | Ball valves, Brass | 96
445330 | 3713509 | Oras ball valve 400050 DN50 | pcs | 115,05 | Ball valves, Brass | 96
446045 | 3711006 | Ball valve FxF DN10 DZR | pcs | 8,46 | Ball valves, Brass | 97
446050 | 3711008 | Ball valve FxF DN15 DZR | pcs | 9,42 | Ball valves, Brass | 97
446055 | 3711010 | Ball valve FxF DN20 DZR | pcs | 17,20 | Ball valves, Brass | 97
446060 | 3711012 | Ball valve FxF DN25 DZR | pcs | 24,42 | Ball valves, Brass | 97
446065 | 3711014 | Ball valve FxF DN32 DZR | pcs | 40,43 | Ball valves, Brass | 97
446070 | 3711016 | Ball valve FxF DN40 DZR | pcs | 64,13 | Ball valves, Brass | 97
446075 | 3711018 | Ball valve FxF DN50 DZR | pcs | 91,56 | Ball valves, Brass | 97
446080 |  | Ball valve DN65 EM | pcs | 242,50 | Ball valves, Brass | 97
446700 | 3712006 | Ball valve with compression fittings 12mm DZR | pcs | 13,04 | Ball valves, Brass | 98
446705 | 3712008 | Ball valve with compression fittings 15mm DZR | pcs | 13,04 | Ball valves, Brass | 98
446710 | 3712010 | Ball valve with compression fittings 18mm DZR | pcs | 15,32 | Ball valves, Brass | 98
446715 | 3712012 | Ball valve with compression fittings 22mm DZR | pcs | 19,60 | Ball valves, Brass | 98
446720 | 3712014 | Ball valve with compression fittings 28mm DZR | pcs | 34,55 | Ball valves, Brass | 98
446725 | 3712016 | Ball valve with compressiong fittings 35mm DZR | pcs | 50,36 | Ball valves, Brass | 98
446020 | 3711051 | Ball valve with filter 20 EM | pcs | 63,00 | Ball valves, Brass | 97
446025 | 3711052 | Ball valve with filter 25 EM | pcs | 92,80 | Ball valves, Brass | 97
446030 | 3711053 | Ball valve with filter 32 EM | pcs | 140,70 | Ball valves, Brass | 97
446035 | 3711054 | Ball valve with filter 40 EM | pcs | 206,70 | Ball valves, Brass | 97
446040 | 3711055 | Ball valve with filter 50 EM | pcs | 387,00 | Ball valves, Brass | 97
446000 | 3702006 | "Mini ball valve s/s 3/8""" | pcs | 10,44 | Ball valves, Brass | 97
446005 | 3702008 | Mini ball valve FxF 1/2 | pcs | 10,44 | Ball valves, Brass | 97
446010 | 3702022 | "Mini ball valve s/u 3/8""" | pcs | 10,44 | Ball valves, Brass | 97
446015 | 3702024 | Mini ball valve FxM 1/2 | pcs | 10,44 | Ball valves, Brass | 97
446100 | 3702126 | "Ball valve with handle 3/4"" SK special brass" | pcs | 17,50 | Ball valves, Brass | 97 | 6415837021250
459200 | 4031022 | Return valve straight 3/8 | pcs | 10,08 | Radiator valves | 114
459205 | 4031024 | Radiator lockshield valve 651DIN 1/2 | pcs | 10,55 | Radiator valves | 114
459210 | 4031026 | Return valve straight 3/4 | pcs | 12,73 | Radiator valves | 114
459215 | 4031052 | Return valve angle 3/8 | pcs | 9,65 | Radiator valves | 114
459220 | 4031054 | Angle radiator lockshield valve 650DIN 1/2 | pcs | 10,08 | Radiator valves | 114
459225 | 4031056 | Return valve angle 3/4 | pcs | 12,43 | Radiator valves | 114
456800 | 4032011 | Stabila shut-off connector straight 435010 DN10 | pcs | 7,87 | Radiator valves | 111 | 6414150037139
456805 | 4032013 | Stabila shut-off connector straight 435015 DN15 | pcs | 12,78 | Radiator valves | 111 | 6414150037146
456810 | 4032015 | Stabila shut-off connector straight 435020 DN20 | pcs | 13,80 | Radiator valves | 111 | 6414150037696
456815 | 4032021 | Stabila shut-off connector angle 435110 DN10 | pcs | 10,20 | Radiator valves | 111 | 6414150037153
456820 | 4032023 | Stabila shut-off connector angle 435115 DN15 | pcs | 12,92 | Radiator valves | 111 | 6414150037160
456825 | 4032025 | Stabila shut-off connector angle 435120 DN20 | pcs | 15,54 | Radiator valves | 111 | 6414150037702
456830 | 4032302 | Stabila thermostat 441010 Termostar | pcs | 29,45 | Radiator valves | 111
456840 | 4032412 | Stabila valve combination 462001 DN10 | pcs | 63,29 | Radiator valves | 111
456845 | 4032501 | Stabila body straight 442010 DN10 | pcs | 19,39 | Radiator valves | 111 | 6414150037047
456850 | 4032503 | Stabila body straight 442015 DN15 | pcs | 23,98 | Radiator valves | 111 | 6414150037054
456855 | 4032505 | Stabila body straight 442020 DN20 | pcs | 30,55 | Radiator valves | 111 | 6414150037535
456860 | 4032511 | Stabila body angle 442210 DN10 | pcs | 22,42 | Radiator valves | 111 | 6414150037061
456865 | 4032513 | Stabila body angle 442215 DN15 | pcs | 24,79 | Radiator valves | 111 | 6414150037078
456870 | 4032515 | Stabila body angle 442220 DN20 | pcs | 28,76 | Radiator valves | 111 | 6414150037542
456875 | 4032601 | Stabila thermostat part 446000 | pcs | 28,32 | Radiator valves | 111
456885 | 4032616 | Stabila loose sensor 2m 446302 | pcs | 59,87 | Radiator valves | 111 | 6414150037603
456900 | 4032631 | Stabila handwheel metal/lock 446500 | pcs | 23,43 | Radiator valves | 111
456905 | 4032641 | Stabila handwheel 446510 | pcs | 10,78 | Radiator valves | 111
456940 | 4032742 | Stabila connector 435610 + DN10 | pcs | 12,01 | Radiator valves | 111 | 6414150037115
456950 | 4032746 | Stabila connector 435620 + DN20 | pcs | 17,49 | Radiator valves | 111 | 6414150037658
458400 | 4034042 | Radiator valve straight TA rvo DN10 | pcs | 36,90 | Radiator valves | 113
458405 | 4034043 | Radiator valve straight TA rvo DN15 | pcs | 31,21 | Radiator valves | 113
458410 | 4034052 | Radiator valve angle TA rvo DN10 | pcs | 23,74 | Radiator valves | 113
458420 | 4034054 | Radiator valve angle TA rvo DN20 | pcs | 50,23 | Radiator valves | 113 | 7318793588609
457615 | 4035102 | Danfoss body straight RA-N DN10 | pcs | 27,68 | Radiator valves | 112
457620 | 4035104 | Danfoss body straight RA-N DN15 | pcs | 29,35 | Radiator valves | 112
457625 | 4035106 | Danfoss body straight RA-N DN20 | pcs | 38,96 | Radiator valves | 112
457630 | 4035112 | Danfoss body angle RA-N DN10 | pcs | 27,68 | Radiator valves | 112
457635 | 4035114 | Danfoss body angle RA-N DN15 | pcs | 29,35 | Radiator valves | 112
457640 | 4035116 | Danfoss body angle RA-N DN20 | pcs | 38,29 | Radiator valves | 112 | 5702420010946
458470 | 4034102 | Return valve straight TA trim with cover DN10 | pcs | 8,93 | Radiator valves | 113 | 7318792545108
458480 | 4034122 | Return valve straight TA trim with cover DN20 | pcs | 29,58 | Radiator valves | 113
458490 | 4034123 | Return valve straight TA trim without cover DN10 | pcs | 8,60 | Radiator valves | 113
458495 | 4034124 | Return valve straight TA trim without cover DN15 | pcs | 13,51 | Radiator valves | 113
459906 | 4037615 | Return valve straight 3/8 V2420D0010 with connecto | pcs | 18,33 | Radiator valves | 112 | 4029289015433
459907 | 4037616 | Return valve straight 1/2 V2420D0015 with connecto | pcs | 18,33 | Radiator valves | 112 | 4029289056382
458485 | 4034116 | Return valve angle TA trim hard DN20 | pcs | 29,58 | Radiator valves | 113
458500 | 4034118 | Return valve angle TA trim without cover DN10 | pcs | 18,53 | Radiator valves | 113
458505 | 4034130 | Return valve angle TA trim without cover DN15 | pcs | 21,40 | Radiator valves | 113
458425 | 4034430 | Radiator valve straight TA trv-3 without cover DN1 | pcs | 18,02 | Radiator valves | 113 | 4024052948710
458430 | 4034431 | Radiator valve straight TA trv-3 without cover DN1 | pcs | 20,79 | Radiator valves | 113 | 4024052948611
458450 | 4034473 | Radiator valve straight TA TRV-2 without connectio | pcs | 18,39 | Radiator valves | 113 | 7318793757609
458455 | 4034474 | Radiator valve straight TA TRV-2 without connectio | pcs | 23,47 | Radiator valves | 113 | 7318793757708
458435 | 4034433 | Radiator valve angle TA trv-3 without cover DN10 | pcs | 18,53 | Radiator valves | 113 | 4024052948116
458440 | 4034434 | Radiator valve angle TA trv-3 without cover DN15 | pcs | 21,40 | Radiator valves | 113 | 4024052948017
459900 | 4037606 | "Radiator valve straight 3/8"" Honeywell v2020dvs1 | pcs | 17,41 | Radiator valves | 112 | 4029289035400
459905 | 4037607 | "Radiator valve straight 1/2"" Honeywell v2020dvs1 | pcs | 22,56 | Radiator valves | 112 | 4029289035417
458510 | 4034538 | Radiator connector TA hard connection DN10 | pcs | 4,60 | Radiator valves | 113
458515 | 4034539 | Radiator connector TA hard connection DN15 | pcs | 5,29 | Radiator valves | 113
458525 | 4034541 | Radiator connector TA hard connection DN20 | pcs | 7,84 | Radiator valves | 113
458520 | 4034540 | Radiator connector TA hard euro connection DN10/15 | pcs | 6,55 | Radiator valves | 113
458545 | 4034681 | Thermostat TA trv 300 detachable sensor 2m M30/6-2 | pcs | 42,28 | Radiator valves | 113
458555 | 4034761 | Fixed sensor TA M30/6-28C 50355-028 Nordic | pcs | 20,60 | Radiator valves | 113
459910 | 4037611 | Fixed sensor Honeywell M30x15 T3001W0 | pcs | 24,00 | Radiator valves | 112 | 4029289040398
457645 | 4035486 | Danfoss RA 2970 fixed sensor 21C | pcs | 32,38 | Radiator valves | 112 | 5702424626204
458570 | 4034852 | Handwheel TA trv M30/10-20 50399-003 | pcs | 7,68 | Radiator valves | 113
458575 | 4034854 | Metal cap TA trv locked handwheel M30/10-20 50 | pcs | 9,47 | Radiator valves | 113
457655 | 4035254 | Danfoss RA/VL 2950 service sensor | pcs | 39,58 | Radiator valves | 112
457660 | 4035256 | Danfoss RA/V 2960 service sensor 34mm | pcs | 47,77 | Radiator valves | 112
457665 | 4035270 | Danfoss RA 2972 removable sensor 21C 2m | pcs | 48,31 | Radiator valves | 112
457670 | 4035272 | Danfoss RA/VL 2952 removable sensor service | pcs | 55,35 | Radiator valves | 112
457675 |  | Danfoss RA handwheel | pcs | 13,75 | Radiator valves | 112
459915 | 4037655 | "Radiator connector Honeywell hard DN10x1/2""" | pcs | 8,15 | Radiator valves | 112 | 4029289072641
458565 | 4034514 | Pre-setting tool TA trv-2 | pcs | 4,48 | Radiator valves | 113
462035 | 1571886 | 22mm 3/8 Radiator valve cap / Renovation cap | pcs | 3,53 | Radiator valves | 116
462040 | 1571887 | 26mm 1/2 Radiator valve cap / Renovation cap | pcs | 3,53 | Radiator valves | 116
725685 | 7013916 | Radiator valve key with ratchet | pcs | 50,00 | Radiator valves | 220
458580 | 1408302 | Flexible connector for radiators DN10, 105-200mm | pcs | 22,56 | Radiator valves | 113 | 6415814083028
458585 | 1408303 | Flexible connector for radiators DN15, 105-200mm | pcs | 24,94 | Radiator valves | 113 | 6415814083035
458590 | 1408304 | Flexible connector for radiators DN20, 105-200mm | pcs | 34,44 | Radiator valves | 113 | 6415814083042
457110 | 4032048 | Oras 443006 handwheel | pcs | 10,78 | Radiator valves | 111 | 6414150098130
457085 | 4032043 | Oras 443850 coupling DN 10/15 | pcs | 6,90 | Radiator valves | 111 | 6414150098109
457035 | 4032033 | Oras 443112 radiator valve body DN 10, UK | pcs | 24,58 | Radiator valves | 111 | 6414150098000
457090 | 4032044 | Oras 443000 thermostat part | pcs | 27,99 | Radiator valves | 111 | 6414150097898
457115 | 4032049 | Oras 443007 protective cover | pcs | 47,98 | Radiator valves | 111 | 6414150098147
457125 | 4032057 | Oras 910400 tool | pcs | 26,41 | Radiator valves | 111 | 6414150098727
456910 | 4032702 | Stabila connector 435510 hard DN10 | pcs | 4,04 | Radiator valves | 111 | 6414150037092
456915 | 4032704 | Stabila connector 435515 hard DN15 | pcs | 5,86 | Radiator valves | 111 | 6414150037108
456920 | 4032706 | Stabila connector 435520 hard DN20 | pcs | 11,31 | Radiator valves | 111 | 6414150037641
456925 | 4032712 | Stabila connector 435550 hard DN15/10 | pcs | 6,26 | Radiator valves | 111
456935 | 4032732 | Stabila connector 435650 + DN15/10 | pcs | 12,49 | Radiator valves | 111
456930 | 4032722 | Stabila connector 435750 hard DN10/15 | pcs | 5,47 | Radiator valves | 111
458540 | 4034545 | Radiator connector TA damping euro connector DN10/ | pcs | 10,71 | Radiator valves | 113
458530 | 4034543 | Radiator connector TA damping connection DN10 | pcs | 10,71 | Radiator valves | 113 | 7318792687006
458535 | 4034544 | Radiator connector TA damping connection DN15 | pcs | 14,28 | Radiator valves | 113
458550 | 4034760 | Fixed sensor TA TRV300 M30/6-28C 50350-028 | pcs | 20,60 | Radiator valves | 113
457800 | 4035464 | Danfoss Eco radiator thermostat, Bluetooth | pcs | 70,00 | Radiator valves | 112 | 5702425143458
453946 | 5260000 | LK valve group 22 mm | pcs | 135,00 | Radiator valves | 107 | 6415852600003
459940 | 4035480 | Danfoss Aveo RA 28C Kovis Built-in sensor | pcs | 49,30 | Radiator valves | 112 | 5702424626136
459935 | 4035488 | Danfoss Aveo RA 23C thermostatic sensor | pcs | 36,30 | Radiator valves | 112 | 5702424626228
457610 | 4015439 | Danfoss sensor FJVR 10-50C | pcs | 60,80 | Radiator valves | 112
459908 |  | Straight check valve 3/8 V2420D0010 without connec | pcs | 18,33 | Radiator valves | 112
457000 | 4032026 | Oras 443010 radiator valve body DN 10 | pcs | 22,41 | Radiator valves | 111 | 6414150097935
457005 | 4032027 | Oras 443015 radiator valve body DN 15 | pcs | 25,27 | Radiator valves | 111 | 6414150097942
457010 | 4032028 | Oras 443020 radiator valve body DN 20 | pcs | 32,19 | Radiator valves | 111 | 6414150097959
457120 | 4032059 | Oras 443100 radiator valve body DN 10 | pcs | 91,76 | Radiator valves | 111 | 6414150098123
457105 | 4032047 | Oras 443001 remote sensor | pcs | 183,24 | Radiator valves | 111 | 6414150098116
457095 | 4032045 | Oras 443002 remote sensor | pcs | 53,52 | Radiator valves | 111 | 6414150097911
457100 | 4032046 | Oras 443005 remote sensor | pcs | 72,41 | Radiator valves | 111 | 6414150097928
457055 | 4032037 | Oras 443610 shut-off coupling DN 10 | pcs | 14,33 | Radiator valves | 111 | 6414150098048
457060 | 4032038 | Oras 443615 shut-off coupling DN 15 | pcs | 15,45 | Radiator valves | 111 | 6414150098055
457065 | 4032039 | Oras 443620 shut-off coupling DN 20 | pcs | 23,90 | Radiator valves | 111 | 6414150098062
457040 | 4032034 | Oras 443510 shut-off coupling DN 10 | pcs | 14,33 | Radiator valves | 111 | 6414150098017
457045 | 4032035 | Oras 443515 shut-off coupling DN 15 | pcs | 15,89 | Radiator valves | 111 | 6414150098024
457050 | 4032036 | Oras 443520 shut-off coupling DN 20 | pcs | 24,48 | Radiator valves | 111 | 6414150098031
457070 | 4032040 | Oras 443810 coupling DN 10 | pcs | 4,26 | Radiator valves | 111 | 6414150098079
457075 | 4032041 | Oras 443815 coupling DN 15 | pcs | 6,18 | Radiator valves | 111 | 6414150098086
457080 | 4032042 | Oras 443820 coupling DN 20 | pcs | 11,91 | Radiator valves | 111 | 6414150098093
457030 | 4032032 | Oras 443111 radiator valve body DN 10 | pcs | 25,16 | Radiator valves | 111 | 6414150097997
457015 | 4032029 | Oras 443110 radiator valve body DN 10 | pcs | 23,05 | Radiator valves | 111 | 6414150097966
457020 | 4032030 | Oras 443115 radiator valve body DN 15 | pcs | 32,41 | Radiator valves | 111 | 6414150097973
457025 | 4032031 | Oras 443120 radiator valve body DN 20 | pcs | 30,31 | Radiator valves | 111 | 6414150097980
453000 | 3921106 | 1/2 Sludge separator EM | pcs | 17,05 | Dirt separators an bottom valves | 106
453005 | 3921108 | 3/4 Sludge separator EM | pcs | 24,82 | Dirt separators an bottom valves | 106
453010 | 3921110 | 1 Sludge separator EM | pcs | 39,63 | Dirt separators an bottom valves | 106
453015 | 3921112 | Brass Filter 168/0 - 1 1/4 | pcs | 49,39 | Dirt separators an bottom valves | 106
453020 | 3921114 | Brass Filter 168/0 - 1 1/2 | pcs | 61,34 | Dirt separators an bottom valves | 106
451540 | 3930174 | "Foot valve 3/4"" with stainless steel strainer" | pcs | 20,40 | Dirt separators an bottom valves | 102
451545 | 3930176 | "Foot valve 1"" with stainless steel strainer" | pcs | 19,22 | Dirt separators an bottom valves | 102
451550 | 3930178 | "Foot valve 1 1/4"" with stainless steel strainer" | pcs | 34,32 | Dirt separators an bottom valves | 102
451555 | 3930180 | "Foot valve 1 1/2"" with stainless steel strainer" | pcs | 46,19 | Dirt separators an bottom valves | 102
451560 | 3930182 | "Foot valve 2"" with stainless steel strainer" | pcs | 76,27 | Dirt separators an bottom valves | 102
462125 | 3921201 | "Sludge separator 1"" SpiroTrap" | pcs | 139,05 | Dirt separators an bottom valves | 116 | 8717811000717
462000 | 4162012 | 1/8 Air screw nickel-plated (air tap) | pcs | 1,50 | Air bleeders | 116
462020 | 4162040 | 3/8 Plug with o-ring | pcs | 1,59 | Air bleeders | 116
462025 | 4162042 | 1/2 Plug with o-ring | pcs | 1,78 | Air bleeders | 116
462005 | 4162030 | 3/8 Air screw with o-ring (air vent) | pcs | 2,87 | Air bleeders | 116
462010 | 4162032 | 1/2 Air screw with o-ring (air vent) | pcs | 3,01 | Air bleeders | 116
462045 | 4162130 | Automatic air vent 3/8 | pcs | 16,75 | Air bleeders | 116
462150 | 4168341 | Vacuum air separator SpiroVent Superior S600 | pcs | 11850,00 | Air bleeders | 116 | 8717811048771
462050 | 4162305 | 3/8 Air separator elbow | pcs | 26,63 | Air bleeders | 116
462030 | 4162044 | 1/2x3/8 Reducer with o-ring | pcs | 1,57 | Air bleeders | 116
462145 | 4168338 | Vacuum air separator SpiroVent Superior S400 | pcs | 9150,00 | Air bleeders | 116 | 8717811048856
462015 | 4162050 | Air screw / air tap key | pcs | 3,58 | Air bleeders | 116
462120 | 4162502 | "Micro bubble air separator 1"" 110°C Spirovent Ai | pcs | 144,20 | Air bleeders | 116 | 8717811000175
462130 |  | "Sludge and micro bubble air separator 1"" SpiroCo | pcs | 293,55 | Air bleeders | 116 | 8717811049068
462140 | 4168351 | Vacuum air separator SpiroVent Superior S250 | pcs | 4500,00 | Air bleeders | 116 | 8717811061473
462135 | 4162665 | "Automatic air separator 1/2"" SpiroTop" | pcs | 97,85 | Air bleeders | 116 | 8717811000465
462055 | 4162350 | 3/8 0-4 bar Air vent Airex-minor | pcs | 109,90 | Air bleeders | 116
462060 | 4162352 | 3/8 0-8 bar Air vent Airex | pcs | 119,63 | Air bleeders | 116
462170 | 4162221 | Automatic air valve Flexvent 10bar, 120?C, 1/2 | pcs | 16,50 | Air bleeders | 116 | 8712874277403
451700 | 3941308 | 1/2 Safety valve 1.5 bar | pcs | 13,93 | Safety valves | 104
451735 | 3941310 | 3/4 Safety valve 1.5 bar | pcs | 18,91 | Safety valves | 104
451705 | 3941330 | 1/2 Safety valve 2.5 bar | pcs | 13,93 | Safety valves | 104
451740 | 3941332 | 3/4 Safety valve 2.5 bar | pcs | 18,91 | Safety valves | 104
451770 | 3941334 | 1 Safety valve 2.5 bar | pcs | 73,63 | Safety valves | 104
451710 | 3941360 | 1/2 Safety valve 3.0 bar | pcs | 13,93 | Safety valves | 104
451745 | 3941362 | 3/4 Safety valve 3.0 bar | pcs | 18,91 | Safety valves | 104
451775 | 3941364 | 1 Safety valve 3.0 bar | pcs | 70,13 | Safety valves | 104
451715 | 3941408 | 1/2 Safety valve 4 bar | pcs | 20,02 | Safety valves | 104
451750 | 3941410 | 3/4 Safety valve 4 bar | pcs | 18,91 | Safety valves | 104
451720 | 3941008 | 1/2 Safety valve 6 bar | pcs | 18,37 | Safety valves | 104
451755 | 3941010 | 3/4 Safety valve 6 bar | pcs | 20,09 | Safety valves | 104
451780 | 3941012 | 1 Safety valve 6 bar | pcs | 92,26 | Safety valves | 104
451725 | 3941020 | 1/2 Safety valve 8 bar | pcs | 24,84 | Safety valves | 104
451760 | 3941022 | 3/4 Safety valve 8 bar | pcs | 33,58 | Safety valves | 104
451785 | 3941024 | 1 Safety valve 8 bar | pcs | 92,26 | Safety valves | 104
451730 | 3941038 | 1/2 Safety valve 10 bar | pcs | 15,28 | Safety valves | 104
451765 | 3941040 | 3/4 Safety valve 10 bar | pcs | 20,28 | Safety valves | 104
451790 | 3941042 | 1 Safety valve 10 bar | pcs | 92,26 | Safety valves | 104
451805 | 3941044 | 1 1/4 Safety valve 10 bar | pcs | 142,59 | Safety valves | 104
453975 | 3943332 | Oras 430150 Pressure relief valve DN15 10bar | pcs | 29,87 | Safety valves | 107 | 6414150059773
462800 | 4162754 | Merika vacuum valve 70/75/100/110 mm | pcs | 45,60 | Vacuum valves | 117
444645 | 3614200 | Watman water analysis | pcs | 62,70 | Water filters | 95
444605 | 3614426 | "Carbon filter 10""" | pcs | 34,62 | Water filters | 95
444635 | 3615244 | "Filter housing 1"" - 10"" 10 Bar" | pcs | 52,45 | Water filters | 95
444620 | 3615256 | "Wound cartridge 10"" PA20" | pcs | 9,29 | Water filters | 95
444600 | 3615307 | "Activated carbon cartridge 10""" | pcs | 35,00 | Water filters | 95
444610 |  | "Solid particle cartridge 10"" 10 microns." | pcs | 27,95 | Water filters | 95
444625 | 3615323 | Filter wrench AMG | pcs | 12,88 | Water filters | 95
444640 | 3615324 | Wall bracket for filter housing AMG | pcs | 8,76 | Water filters | 95
467020 | 4511056 | Thermometer glass straight 200 accurate | pcs | 30,85 | Thermometers | 123
467025 | 4511062 | Thermometer glass straight 300 accurate | pcs | 31,88 | Thermometers | 123
467030 | 4511078 | Glass thermometer straight 300 calibrated SH 65 | pcs | 190,45 | Thermometers | 123
467035 | 4511082 | Glass thermometer straight 300 calibrated SH 95 | pcs | 190,45 | Thermometers | 123
467040 | 4511064 | Thermometer glass angle 200 accurate | pcs | 61,95 | Thermometers | 123
467045 | 4511070 | Thermometer glass angle 300 accurate | pcs | 62,57 | Thermometers | 123
467000 | 4511542 | Thermometer 0+120 C 63mm l-45 | pcs | 13,27 | Thermometers | 123
467005 | 4511547 | Thermometer 0+120 C 63mm l-100 | pcs | 46,09 | Thermometers | 123
467010 | 4511787 | Thermometer 0+120 C 100mm l-100 | pcs | 50,39 | Thermometers | 123
467015 | 4512522 | Thermometer -20+40 °C 63mm l-40mm | pcs | 34,50 | Thermometers | 123
467090 | 4513202 | Surface thermometer spring-mounted 0+120 °C 63mm | pcs | 18,59 | Thermometers | 123
467095 | 4513291 | Storage tank thermometer 0+120 °C 63mm l-200 | pcs | 48,26 | Thermometers | 123
467050 | 4511100 | Thermometer guard straight 200 | pcs | 20,66 | Thermometers | 123
467060 | 4511102 | Thermometer guard straight 300 | pcs | 20,34 | Thermometers | 123
467055 | 4511108 | Thermometer guard straight 200 stainless steel | pcs | 38,93 | Thermometers | 123
467065 | 4511110 | Thermometer guard straight 300 stainless steel | pcs | 41,05 | Thermometers | 123
467070 | 4511104 | Thermometer guard angle 200 | pcs | 45,42 | Thermometers | 123
467075 | 4511106 | Thermometer guard angle 300 | pcs | 58,71 | Thermometers | 123
467080 |  | Thermometer pocket stainless steel 1/2x100 W10 | pcs | 113,76 | Thermometers | 123
467085 |  | Pocket DIN16179 stainless steel 1/2x200 W10 | pcs | 143,22 | Thermometers | 123
466300 | 4562022 | 2-6 bar Pressure switch Danfoss | pcs | 103,13 | Pressure meters | 122
466305 | 4562030 | 4-12 bar Pressure switch Danfoss | pcs | 138,53 | Pressure meters | 122
467115 | 4531038 | Pressure gauge 0-4 bar 100 | pcs | 37,44 | Pressure meters | 123
467120 | 4531040 | Pressure gauge 0-6 bar 100 | pcs | 42,46 | Pressure meters | 123
467125 | 4531042 | Pressure gauge 0-10 bar 100 | pcs | 49,80 | Pressure meters | 123
467130 | 4531076 | Pressure gauge 1.6 MPa 100 | pcs | 95,39 | Pressure meters | 123
467135 | 4531078 | Pressure gauge 2.5 MPa 100 | pcs | 76,07 | Pressure meters | 123
467145 | 4531132 | Pressure gauge SH 0-10 bar | pcs | 173,04 | Pressure meters | 123
467150 | 4532116 | Pressure gauge 50x1/4 0-10 bar connection at the b | pcs | 19,16 | Pressure meters | 123
467100 | 4531002 | Pressure gauge 0-4 bar 60 | pcs | 19,73 | Pressure meters | 123
467105 | 4531018 | Pressure gauge 0-6 bar 60 | pcs | 23,03 | Pressure meters | 123
467110 | 4531020 | Pressure gauge 0-10 bar 60 | pcs | 19,99 | Pressure meters | 123
464900 | 4400501 | AquaArgus I leak detector for initial installation | pcs | 14,57 | Water meters | 120
464905 | 4400503 | AquaArgus II leak detector for retrofitting CU12-3 | pcs | 23,56 | Water meters | 120
464910 | 4400508 | AquaArgus leak detector panel white | pcs | 4,86 | Water meters | 120
464915 | 4579166 | Leak detector for initial installation CU42/54/64m | pcs | 45,53 | Water meters | 120 | 6415845791664
430331 | 2014066 | HKR Leak detector sleeve with flange white | pcs | 3,23 | Water meters | 84 | 6415820140661
464925 | 4579741 | Leak detector LK CubicSecure | pcs | 950,00 | Water meters | 120 | 7331590059523
464930 | 4579742 | Leak detector alarm LK CubicDetector W | pcs | 85,00 | Water meters | 120 | 7331590062790
464935 | 4579743 | Leak detector extra sensor LK CubistaDetector S | pcs | 20,00 | Water meters | 120 | 7331590062820
465615 | 4482556 | Water meter bracket 3/4x1 NS20/130mm Hela385 | pcs | 97,63 | Water meters | 121
465620 | 4482562 | Water meter bracket 3/4x1 NS20/190mm Hela385 | pcs | 97,63 | Water meters | 121
465625 | 4481202 | 1/2x3/4 Water meter connector pair |  | 9,54 | Water meters | 121
465630 | 4481206 | 3/4x1 Water meter connector pair |  | 14,52 | Water meters | 121
465623 | 4482590 | "Water meter bracket 260mm 1 1/4"" x 1 1/2"" HELA | pcs | 395,50 | Water meters | 83 | 6415844825902
465622 | 4482552 | "Water meter stand 190mm 3/4 x 1"" HELA 384" | pcs | 125,76 | Water meters | 83 | 6415844825520
465605 | 4428510 | DN 15/110 qn 2.5 m³/h Hot/cold water meter | pcs | 42,13 | Water meters | 121
465610 | 4428514 | DN 20/130 qn 4.0 m³/h Hot/cold water meter | pcs | 53,03 | Water meters | 121
465645 | 4482522 | Water meter connector HELA 1/2x3/4 with check valv | pcs | 47,00 | Water meters | 121 | 6415844825223
465650 | 4482523 | Water meter connector HELA 3/4x1 with check valve | pcs | 50,00 | Water meters | 121 | 6415844825230
448800 | 3825016 | Water meter valve 432132 DN25/32 | pcs | 187,13 | Water meters | 100
448805 | 3825018 | Water meter valve 432140 DN32/40 | pcs | 191,65 | Water meters | 100 | 6414150024061
448105 | 3825303 | Water meter valve angle 32/R 3/4 | pcs | 110,00 | Water meters | 121
448110 | 3825304 | Water meter valve angle 40/R 3/4 | pcs | 119,00 | Water meters | 121
459230 | 4360523 | Temperature control system Ouman EH-800B | pcs | 741,50 | Regulators | 119
459235 | 4360620 | Adapter Ouman vrg/vrb/eh80/eh800 | pcs | 27,81 | Regulators | 119
150300 | 3109046 | Stone wool pipe Rockwool Flex 15/30 1.0/25m | m | 11,80 | Insulation pipe sections | 156
150305 | 3109076 | Stone wool pipe Rockwool Flex 18/30 1.0/24m | m | 12,80 | Insulation pipe sections | 156
150310 | 3109048 | Stone wool pipe Rockwool Flex 22/30 1.0/20m | m | 13,40 | Insulation pipe sections | 156
150315 | 3109052 | Stone wool pipe Rockwool Flex 28/30 1.0/16m | m | 13,70 | Insulation pipe sections | 156
150320 | 3109056 | Stone wool pipe Rockwool Flex 35/30 1.0/16m | m | 15,20 | Insulation pipe sections | 156
150325 | 3109061 | Stone wool pipe Rockwool Flex 42/30 1.0/14m | m | 16,40 | Insulation pipe sections | 156
150330 | 3109066 | Stone wool pipe Rockwool Flex 48/30 1.0/12m | m | 16,80 | Insulation pipe sections | 156
150335 | 3109070 | Stone wool pipe Rockwool Flex 54/30 1.0/9m | m | 18,30 | Insulation pipe sections | 156
150340 | 3109078 | Stone wool pipe Rockwool Flex 60/30 1.0/9m | m | 19,20 | Insulation pipe sections | 156
150345 | 3109113 | Stone wool pipe Rockwool Flex 64/30 1.0/9m | m | 20,90 | Insulation pipe sections | 156
150350 | 3109080 | Stone wool pipe Rockwool Flex 76/30 1.0/7m | m | 22,60 | Insulation pipe sections | 156
150355 | 3109077 | Stone wool pipe Rockwool Flex 89/30 1.0/6m | m | 25,10 | Insulation pipe sections | 156
150360 | 3109134 | Stone wool pipe Rockwool Flex 114/30 1.0/4m | m | 37,10 | Insulation pipe sections | 156
150361 | 3109186 | Rockwool Universal isolation trough 1000x114x50 | m | 45,80 | Insulation pipe sections | 156
150282 | 3109379 | Stone wool pipe Rockwool RW800 15/30 1.0/25m | m | 12,60 | Insulation pipe sections | 156 | 4003446590803
150284 | 3109213 | Stone wool pipe Rockwool RW800 18/30 1.0/25m | m | 12,80 | Insulation pipe sections | 156 | 8711698451419
150286 | 3109140 | Stone wool pipe Rockwool RW800 22/30 1.0/20m | m | 13,40 | Insulation pipe sections | 156 | 8711698451440
150288 | 3109144 | Stone wool pipe Rockwool RW800 28/30 1.0/20m | m | 13,70 | Insulation pipe sections | 156 | 8711698451488
150290 | 3109148 | Stone wool pipe Rockwool RW800 35/30 1.0/16m | m | 15,40 | Insulation pipe sections | 156 | 8711698451181
150292 | 3109153 | Stone wool pipe Rockwool RW800 42/30 1.0/12m | m | 16,50 | Insulation pipe sections | 156 | 8711698018308
150294 | 3109158 | Stone wool pipe Rockwool RW800 48/30 1.0/12m | m | 16,80 | Insulation pipe sections | 156 | 8711698470359
150296 | 3109162 | Stone wool pipe Rockwool RW800 54/30 1.0/10m | m | 18,30 | Insulation pipe sections | 156 | 8711698997177
150298 | 3109126 | Stone wool pipe Rockwool RW800 114/50 1.0/1m | m | 43,20 | Insulation pipe sections | 156 | 8711698780519
151240 | 3130977 | Pipe insulation, foam rubber self-adhesive NMC 13x | m | 3,10 | Insulation pipe sections | 214 | 6415831309774
151245 | 3130997 | Pipe insulation, foam rubber self-adhesive NMC 13x | m | 3,10 | Insulation pipe sections | 214 | 6415831309972
151250 | 3130998 | Pipe insulation, foam rubber self-adhesive NMC 13x | m | 3,30 | Insulation pipe sections | 214 | 6415831309989
151255 | 3130999 | Pipe insulation, foam rubber self-adhesive NMC 13x | m | 3,55 | Insulation pipe sections | 214 | 6415831309996
151260 | 3131800 | Pipe insulation, foam rubber self-adhesive NMC 13x | m | 3,80 | Insulation pipe sections | 214 | 6415831318004
151265 | 3131801 | Pipe insulation, foam rubber self-adhesive NMC 13x | m | 4,20 | Insulation pipe sections | 214 | 6415831318011
151270 | 3131802 | Pipe insulation, foam rubber self-adhesive NMC 13x | m | 4,55 | Insulation pipe sections | 214 | 6415831318028
150112 | 3130267 | Pipe isolation Knauf PS Eco Alu 15/30 1,2/22,8m | m | 10,40 | Insulation pipe sections | 156 | 5012061999853
150138 |  | Pipe isolation Knauf PS Eco Alu 15/40 1,2/14,4m | m | 15,65 | Insulation pipe sections | 156
150114 | 3130268 | Pipe isolation Knauf PS Eco Alu 18/30 1,2/19,2m | m | 10,50 | Insulation pipe sections | 156 | 5012061999884
150140 | 3130280 | Pipe isolation Knauf PS Eco Alu 18/40 1,2/13,2m | m | 12,80 | Insulation pipe sections | 156 | 5012061999891
150116 | 3130269 | Pipe isolation Knauf PS Eco Alu 22/30 1,2/18m | m | 10,80 | Insulation pipe sections | 156 | 5012061999921
150142 | 3130281 | Pipe isolation Knauf PS Eco Alu 22/40 1,2/10,8m | m | 13,05 | Insulation pipe sections | 156 | 5012061999938
150118 | 3130270 | Pipe isolation Knauf PS Eco Alu 28/30 1,2/15,6m | m | 11,25 | Insulation pipe sections | 156 | 5012061999990
150144 | 3130282 | Pipe isolation Knauf PS Eco Alu 28/40 1,2/14,4m | m | 13,50 | Insulation pipe sections | 156 | 5012062000008
150120 | 3130271 | Pipe isolation Knauf PS Eco Alu 35/30 1,2/19,2m | m | 12,65 | Insulation pipe sections | 156 | 5012062000060
150146 | 3130283 | Pipe isolation Knauf PS Eco Alu 35/40 1,2/10,8m | m | 15,80 | Insulation pipe sections | 156 | 5012062000077
150122 | 3130272 | Pipe isolation Knauf PS Eco Alu 42/30 1,2/14,4m | m | 13,20 | Insulation pipe sections | 156 | 5012062000145
150148 | 3130284 | Pipe isolation Knauf PS Eco Alu 42/40 1,2/10,8m | m | 16,30 | Insulation pipe sections | 156 | 5012062000152
150124 | 3130273 | Pipe isolation Knauf PS Eco Alu 48/30 1,2/12m | m | 15,40 | Insulation pipe sections | 156 | 5012062000220
150150 | 3130285 | Pipe isolation Knauf PS Eco Alu 48/40 1,2/10,8m | m | 17,10 | Insulation pipe sections | 156 | 5012062000237
150126 | 3130274 | Pipe isolation Knauf PS Eco Alu 54/30 1,2/10,8m | m | 16,70 | Insulation pipe sections | 156 | 5012062000336
150152 | 3130286 | Pipe isolation Knauf PS Eco Alu 54/40 1,2/9,6m | m | 19,40 | Insulation pipe sections | 156 | 5012062000343
150128 | 3130275 | Pipe isolation Knauf PS Eco Alu 60/30 1,2/10,8m | m | 16,90 | Insulation pipe sections | 156 | 5012062000442
150154 | 3130287 | Pipe isolation Knauf PS Eco Alu 60/40 1,2/7,2m | m | 21,80 | Insulation pipe sections | 156 | 5012062000459
150130 | 3130276 | Pipe isolation Knauf PS Eco Alu 64/30 1,2/10,8m | m | 17,85 | Insulation pipe sections | 156 | 5012062000558
150156 | 3130288 | Pipe isolation Knauf PS Eco Alu 64/40 1,2/7,2m | m | 23,85 | Insulation pipe sections | 156 | 5012062000565
150132 | 3130277 | Pipe isolation Knauf PS Eco Alu 76/30 1,2/8,4m | m | 19,75 | Insulation pipe sections | 156 | 5012062000770
150158 | 3130289 | Pipe isolation Knauf PS Eco Alu 76/40 1,2/6m | m | 25,50 | Insulation pipe sections | 156 | 5012062000787
150134 | 3130278 | Pipe isolation Knauf PS Eco Alu 89/30 1,2/7,2m | m | 21,95 | Insulation pipe sections | 156 | 5012062000886
150160 | 3130290 | Pipe isolation Knauf PS Eco Alu 89/40 1,2/4,8m | m | 30,50 | Insulation pipe sections | 156 | 5012062000893
150136 | 3130279 | Pipe isolation Knauf PS Eco Alu 114/30 1,2/4,8m | m | 31,15 | Insulation pipe sections | 156 | 5012062001210
150162 | 3130291 | Pipe isolation Knauf PS Eco Alu 114/40 1,2/4,8m | m | 32,00 | Insulation pipe sections | 156 | 5012062001227
151000 |  | Pipe insulation, foam rubber NMC 13x12 L=2m | m | 2,05 | Cellular rubber insulation | 214
151005 |  | Pipe insulation, foam rubber NMC 13x15 L=2m | m | 2,05 | Cellular rubber insulation | 214
151010 |  | Pipe insulation, foam rubber NMC 13x18 L=2m | m | 2,10 | Cellular rubber insulation | 214
151015 |  | Pipe insulation, foam rubber NMC 13x22 L=2m | m | 2,31 | Cellular rubber insulation | 214
151020 |  | Pipe insulation, foam rubber NMC 13x28 L=2m | m | 2,57 | Cellular rubber insulation | 214
151025 |  | Pipe insulation, foam rubber NMC 13x35 L=2m | m | 2,99 | Cellular rubber insulation | 214
151030 |  | Pipe insulation, foam rubber NMC 13x42 L=2m | m | 3,31 | Cellular rubber insulation | 214
151035 |  | Pipe insulation, foam rubber NMC 13x48 L=2m | m | 3,62 | Cellular rubber insulation | 214
151040 |  | Pipe insulation, foam rubber NMC 13x54 L=2m | m | 4,73 | Cellular rubber insulation | 214
151045 |  | Pipe insulation, foam rubber NMC 13x64 L=2m | m | 5,20 | Cellular rubber insulation | 214
151050 |  | Pipe insulation, foam rubber NMC 13x76 L=2m | m | 6,04 | Cellular rubber insulation | 214
151055 |  | Pipe insulation, foam rubber NMC 13x89 L=2m | m | 7,82 | Cellular rubber insulation | 214
151060 |  | Pipe insulation, foam rubber NMC 13x114 L=2m | m | 12,55 | Cellular rubber insulation | 214
151062 |  | Pipe insulation, foam rubber NMC 19x42 L=2m | m | 6,91 | Cellular rubber insulation | 214
151064 | 3127738 | Pipe insulation, foam rubber NMC 19x108 L=2m | m | 23,50 | Cellular rubber insulation | 214 | 6415831277387
151065 |  | Pipe insulation, foam rubber NMC 19x114 L=2m | m | 19,90 | Cellular rubber insulation | 214
151070 |  | Pipe insulation, foam rubber NMC 19x133 L=2m | m | 25,17 | Cellular rubber insulation | 214
151075 |  | Pipe insulation, foam rubber NMC 19x168 L=2m | m | 31,20 | Cellular rubber insulation | 214
150420 | 3127103 | Kaiflex EF 108/19 pipe insulation L=2m | m | 18,05 | Cellular rubber insulation | 214
151505 |  | 15/9 PE-pipe insulation L=2m | m | 1,02 | Cellular plastic insulation | 207 | 5413256966597
151515 |  | 18/9 PE-pipe insulation L=2m | m | 1,53 | Cellular plastic insulation | 207 | 5413256966610
151520 |  | 22/9 PE-pipe insulation L=2m | m | 1,73 | Cellular plastic insulation | 207 | 5997608566883
151525 |  | 28/9 PE-pipe insulation L=2m | m | 1,84 | Cellular plastic insulation | 207 | 5997608566913
151530 |  | 35/9 PE-pipe insulation L=2m | m | 1,94 | Cellular plastic insulation | 207 | 5997608566968
151535 |  | 42/9 PE-pipe insulation L=2m | m | 2,55 | Cellular plastic insulation | 207 | 5997608567026
151540 |  | 54/9 PE-pipe insulation L=2m | m | 2,96 | Cellular plastic insulation | 207 | 5997608567071
151545 |  | 60/9 PE-pipe insulation L=2m | m | 5,30 | Cellular plastic insulation | 207 | 5413256966818
151550 |  | 76/9 PE-pipe insulation L=2m | m | 4,90 | Cellular plastic insulation | 207 | 5997608567132
151560 |  | 114/13 PE-pipe insulation L=2m | m | 12,34 | Cellular plastic insulation | 207 | 5997608567507
475015 | 5488800 | Drying rack Tango BTH 35744 | pcs | 401,00 | Drying racks, water based | 130
475020 | 5488520 | Drying rack Tango BTH 50744 | pcs | 457,00 | Drying racks, water based | 130
472125 | 5260053 | Jäspi Lv-water heater vls 150s stainless steel sau | pcs | 1967,12 | Hot water and energy storage tanks | 129 | 6415852600539
472130 | 5260055 | Jäspi Lv-water heater vls 200s stainless steel sau | pcs | 2160,61 | Hot water and energy storage tanks | 129
472135 | 5260057 | Jäspi Lv-water heater vls 300s stainless steel sau | pcs | 2399,99 | Hot water and energy storage tanks | 129 | 6415852600577
472140 | 5260063 | Jäspi Lv-water heater vls 160s sauna model 3kW | pcs | 1743,74 | Hot water and energy storage tanks | 129
472145 | 5260065 | Jäspi Lv-water heater vls 220s sauna model 3kW | pcs | 1837,16 | Hot water and energy storage tanks | 129
472150 | 5260067 | Jäspi Lv-water heater vls 300s sauna model 3kW | pcs | 2053,52 | Hot water and energy storage tanks | 129 | 6415852600676
472185 | 5260095 | Jäspi warm water capacitor vlm 300s space 3kW | pcs | 1630,03 | Hot water and energy storage tanks | 129
472830 | 5271045 | Warm water capacitor Nibe compact 300R | pcs | 1173,00 | Hot water and energy storage tanks | 128 | 6415852710450
472190 | 5260080 | Jäspi warm water capacitor vlm 500s module 6kW | pcs | 3519,69 | Hot water and energy storage tanks | 129
472101 | 5260130 | Jäspi Lv-water heater vlk 15 wall model 2kW | pcs | 694,52 | Hot water and energy storage tanks | 129 | 6430040794050
472106 | 5260131 | Jäspi Lv-water heater vlk 30 wall model 2kW | pcs | 848,64 | Hot water and energy storage tanks | 129 | 6430040794067
472111 | 5260132 | Jäspi Lv-water heater vlk 60 wall model 2kW | pcs | 1026,82 | Hot water and energy storage tanks | 129 | 6430040794074
472116 | 5260134 | Jäspi Lv-water heater vlk 100 wall model 2kW | pcs | 1199,94 | Hot water and energy storage tanks | 129 | 6430040794098
472121 | 5260136 | Jäspi Lv-water heater vlk 160-3 v wall model 3kW | pcs | 1496,23 | Hot water and energy storage tanks | 129 | 6430040794111
472151 | 5260088 | Jäspi warm water capacitor vls 100s rst saunamodel | pcs | 1792,56 | Hot water and energy storage tanks | 129 | 6415852600881
472835 | 5361517 | Heat buffer tank Nibe ukv 100 | pcs | 915,00 | Hot water and energy storage tanks | 128 | 7331421322178
472160 | 5260072 | Jäspi warm water capacitor vlm 160s module 3kW | pcs | 1576,04 | Hot water and energy storage tanks | 129
472165 | 5260074 | Jäspi warm water capacitor vlm 220s module 3kW | pcs | 1720,98 | Hot water and energy storage tanks | 129
472170 | 5260075 | Jäspi warm water capacitor vlm 270s module 3kW | pcs | 1787,16 | Hot water and energy storage tanks | 129
472175 | 5260076 | Jäspi warm water capacitor vlm 300s module 3kW | pcs | 1873,34 | Hot water and energy storage tanks | 129
431737 | 2070815 | Roth Electric Boiler MN3 - 8kW | pcs | 1800,00 | Heating boilers | 294 | 5702000155425
443260 | 3436926 | Special steel safety set with equipment | pcs | 80,34 | Membrane expansion vessels | 93
443200 | 3410012 | 12/1,5 R3/4 Expansion vessel | pcs | 65,10 | Membrane expansion vessels | 93
443205 | 3410015 | 18/1,5 R3/4 Expansion vessel | pcs | 70,20 | Membrane expansion vessels | 93
443210 | 3410020 | 24/1,5 R3/4 Expansion vessel | pcs | 82,00 | Membrane expansion vessels | 93
443215 | 3410024 | 35/1,5 R3/4 Expansion vessel | pcs | 122,00 | Membrane expansion vessels | 93
443220 | 3410027 | 50/1,5 R3/4 Expansion vessel | pcs | 165,00 | Membrane expansion vessels | 93
443225 | 3410030 | 80/1,5 R3/4 Expansion vessel | pcs | 230,00 | Membrane expansion vessels | 93
443230 | 3410033 | 100/1,5 R3/4 Expansion vessel | pcs | 310,00 | Membrane expansion vessels | 93
443235 | 3410045 | 150/1,5 R3/4 Expansion vessel | pcs | 355,00 | Membrane expansion vessels | 93
443240 | 3410048 | 200/1,5 R1 Expansion vessel | pcs | 465,00 | Membrane expansion vessels | 93
443245 | 3410051 | 250/1,5 R1 Expansion vessel | pcs | 658,00 | Membrane expansion vessels | 93
443250 | 3410057 | 300/1,5 R1 Expansion vessel | pcs | 749,00 | Membrane expansion vessels | 93
443255 | 3410075 | 500/1,5 R1 1/4 Expansion vessel | pcs | 1155,00 | Membrane expansion vessels | 93
443930 |  | "Connecting hose 1"" x 800mm S/U angle" | pcs | 45,05 | Membrane pressure vessels and accessories | 94
443915 | 4761056 | Water manifold for RST 50l/6bar Pump control KPSV | pcs | 855,00 | Membrane pressure vessels and accessories | 94
443935 |  | "Connecting hose 1"" x 800 S/U straight" | pcs | 36,57 | Membrane pressure vessels and accessories | 94
443910 | 3436863 | Pressure tank KPSV 50L RST 6 bar Pump control | pcs | 441,70 | Membrane pressure vessels and accessories | 94
443920 | 3436897 | Stand, 50l Pump control | pcs | 62,74 | Membrane pressure vessels and accessories | 94
443925 |  | Pressure combination for tank 6-way + connecting h | pcs | 228,15 | Membrane pressure vessels and accessories | 94
484235 | 6110210 | Oras 1010 Safira basin tap | pcs | 108,06 | Washbasin faucets | 139
485945 | 6170062 | Wash basin tap GB New Nautic, 105mm bidet, pkv | pcs | 351,25 | Washbasin faucets | 249 | 7393792234962
484200 | 6110077 | Oras 2710F Optima basin tap | pcs | 161,12 | Washbasin faucets | 139
484215 | 6110193 | Oras Safira 1003F wash basin tap cottage | pcs | 323,83 | Washbasin faucets | 139
485275 | 6110265 | Oras 1811G Vega wash basin tap | pcs | 144,11 | Washbasin faucets | 139 | 6414150089473
485820 | 6170003 | Wash basin tap GB Nautic bidet pkv 214185 | pcs | 332,18 | Washbasin faucets | 249 | 7393792221870
484230 | 6110205 | Oras 1034 Safira high washbasin mixer bidet pkv | pcs | 263,15 | Washbasin faucets | 139
485270 | 6110254 | Oras 1811FG Vega washbasin mixer | pcs | 175,37 | Washbasin faucets | 139 | 6414150089480
485935 | 6170070 | Washbasin mixer GB New Nautic, 150mm drain pipe bi | pcs | 342,16 | Washbasin faucets | 249 | 7393792235068
484221 | 6110200 | Oras 1014 Safira washbasin mixer bidet pkv | pcs | 243,87 | Washbasin faucets | 139
485260 | 6110259 | Oras 1810FG Vega washbasin mixer | pcs | 151,81 | Washbasin faucets | 139 | 6414150089374
484250 | 6115410 | Oras 1813 Vega mixer pkv | pcs | 192,74 | Washbasin faucets | 139
484210 | 6110081 | Oras 2713F Optima mixer 3V | pcs | 468,11 | Washbasin faucets | 139
484240 | 6115010 | Oras 1810 Vega washbasin mixer | pcs | 108,06 | Washbasin faucets | 139
485245 | 6110282 | Oras 1801G Vega washbasin mixer | pcs | 181,85 | Washbasin faucets | 139 | 6414150089497
485240 | 6110253 | Oras 1801FG Vega washbasin mixer | pcs | 221,30 | Washbasin faucets | 139 | 6414150089503
485280 | 6110257 | Oras 1812FG Vega washbasin mixer | pcs | 228,06 | Washbasin faucets | 139 | 6414150089404
485255 | 6110262 | Oras 1802G Vega washbasin mixer | pcs | 256,12 | Washbasin faucets | 139 | 6414150089343
485265 | 6110258 | Oras 1810G Vega washbasin mixer | pcs | 145,83 | Washbasin faucets | 139 | 6414150089367
485295 | 6110261 | Oras 1814G Vega washbasin mixer PKV | pcs | 329,37 | Washbasin faucets | 139 | 6414150089466
485285 | 6110256 | Oras 1812G Vega washbasin mixer | pcs | 227,84 | Washbasin faucets | 139 | 6414150089398
485940 | 6170061 | Washbasin mixer GB New Nautic, 105mm drain pipe bi | pcs | 275,09 | Washbasin faucets | 249 | 7393792234993
485811 | 6175210 | Washbasin mixer GB Nautic | pcs | 235,74 | Washbasin faucets | 249 | 7393792217620
485290 | 6110260 | Oras 1813G Vega washbasin mixer PKV | pcs | 259,14 | Washbasin faucets | 139 | 6414150089459
484265 | 6117340 | Oras Electra 6150F mixer 6V | pcs | 351,99 | Washbasin faucets | 139
484216 | 6110327 | Oras 1010F Safira washbasin mixer | pcs | 132,26 | Washbasin faucets | 139 | 6414150078590
485925 | 6170069 | Washbasin mixer GB New Nautic, 150mm drain pipe | pcs | 275,09 | Washbasin faucets | 249 | 7393792235082
484217 | 6110326 | Oras 1012F Safira washbasin mixer + bidet | pcs | 202,85 | Washbasin faucets | 139 | 6414150078651
485930 | 6170058 | Washbasin mixer GB New Nautic, 105mm drain pipe | pcs | 161,42 | Washbasin faucets | 249 | 7393792234788
484222 | 6110199 | Oras 1013 Safira washbasin mixer pkv | pcs | 198,55 | Washbasin faucets | 139 | 6414150078767
484218 | 6110355 | Oras 1014F Safira washbasin mixer pkv + bidet | pcs | 298,21 | Washbasin faucets | 139 | 6414150098635
485813 | 6170071 | Washbasin faucet GB41216185 Nautic | pcs | 366,03 | Washbasin faucets | 249 | 7393792235075
485950 | 6170065 | Washbasin mixer GB New Nautic, swiveling drain pip | pcs | 215,98 | Washbasin faucets | 249 | 7393792235044
485870 | 6170054 | Washbasin mixer GB Epic matte black | pcs | 208,37 | Washbasin faucets | 249 | 7393792233750
485380 | 6110344 | Oras 4802F Stela washbasin mixer, high, bidet | pcs | 495,49 | Washbasin faucets | 139 | 6414150097010
485340 | 6219147 | Oras 1839FG Vega kitchen mixer PKV | pcs | 328,24 | Kitchen faucets | 139 | 6414150089602
485315 | 6219151 | Oras 1825G Vega kitchen mixer PKV | pcs | 268,21 | Kitchen faucets | 139 | 6414150089510
484315 | 6215010 | Oras 1820 Vega kitchen mixer | pcs | 165,89 | Kitchen faucets | 139
485325 | 6219150 | Oras 1829G Vega auxiliary kitchen mixer | pcs | 355,86 | Kitchen faucets | 139 | 6414150089572
485305 | 6219153 | Oras 1820G Vega kitchen mixer | pcs | 195,05 | Kitchen faucets | 139 | 6414150089534
484190 | 6219175 | Oras 1038F Safira kitchen mixer | pcs | 218,24 | Kitchen faucets | 139 | 6414150078927
484340 | 6216350 | Oras 1828 Vega kitchen mixer | pcs | 207,26 | Kitchen faucets | 139
485310 | 6219152 | Oras 1825FG Vega kitchen mixer PKV | pcs | 268,99 | Kitchen faucets | 139 | 6414150089527
484180 | 6219125 | Oras 1074 Safira auxiliary mixer | pcs | 278,68 | Kitchen faucets | 139 | 6414150078477
485300 | 6219154 | Oras 1820FG Vega kitchen mixer | pcs | 201,88 | Kitchen faucets | 139 | 6414150089541
485330 | 6219155 | Oras 1832FG Vega kitchen mixer | pcs | 413,95 | Kitchen faucets | 139 | 6414150089589
485320 | 6219149 | Oras 1828G Vega auxiliary mixer | pcs | 288,54 | Kitchen faucets | 139 | 6414150089565
485335 | 6219148 | Oras 1838FG Vega kitchen mixer | pcs | 267,14 | Kitchen faucets | 139 | 6414150089596
484370 | 6219114 | Oras Safira 1023F kitchen mixer cottage | pcs | 447,06 | Kitchen faucets | 139
484195 | 6219127 | Oras 1039F Safira kitchen mixer pkv | pcs | 291,01 | Kitchen faucets | 139 | 6414150078958
484360 | 6219071 | Oras 2733F Optima kitchen mixer | pcs | 248,46 | Kitchen faucets | 139
484390 | 6219122 | Oras 1039 Safira kitchen mixer pkv | pcs | 280,09 | Kitchen faucets | 139
484365 | 6219072 | Oras 2734F Optima kitchen mixer pkv | pcs | 375,04 | Kitchen faucets | 139
484381 | 6219166 | Oras 1035 S Safira kitchen mixer pkv | pcs | 187,66 | Kitchen faucets | 139 | 6414150096334
484385 | 6219121 | Oras 1038 Safira kitchen mixer | pcs | 210,05 | Kitchen faucets | 139
484185 | 6219174 | Oras 1035FS Safira kitchen mixer pkv | pcs | 234,60 | Kitchen faucets | 139 | 6414150096341
485905 | 6270859 | Kitchen mixer GB New Nautic, curved drain pipe | pcs | 236,45 | Kitchen faucets | 249 | 7393792235464
485910 | 6270874 | Kitchen mixer GB New Nautic, low drain pipe apk | pcs | 294,42 | Kitchen faucets | 249 | 7393792235297
485920 | 6270862 | Kitchen mixer GB New Nautic, high drain pipe apk | pcs | 281,91 | Kitchen faucets | 249 | 7393792234757
485915 | 6270863 | Kitchen mixer GB New Nautic, curved drain pipe apk | pcs | 281,91 | Kitchen faucets | 249 | 7393792234764
485900 | 6270873 | Kitchen mixer GB New Nautic, low drain pipe | pcs | 214,85 | Kitchen faucets | 249 | 7393792235310
485885 | 6270851 | Kitchen mixer GB Epic apk matte black | pcs | 377,89 | Kitchen faucets | 249 | 7393792233842
485890 | 6270848 | Kitchen mixer GB Epic matte black | pcs | 284,72 | Kitchen faucets | 249 | 7393792233811
484420 | 6310736 | Oras 2892 Cubista shower mixer | pcs | 1227,00 | Shower faucets, tub faucets | 139
484500 | 6318040 | Oras 7160 Optima thermostatic mixer | pcs | 231,68 | Shower faucets, tub faucets | 139
485875 | 6371598 | Rain shower GB Round -Estetic term. Matte black | pcs | 951,21 | Shower faucets, tub faucets | 249 | 7393792233613
484435 | 6310752 | Oras Optima 7191 rain shower mixer | pcs | 685,90 | Shower faucets, tub faucets | 139
484495 | 6318030 | Oras 7140 Optima thermostatic mixer | pcs | 288,66 | Shower faucets, tub faucets | 139
484445 | 6310775 | Oras Optima 7193 rain shower mixer | pcs | 978,31 | Shower faucets, tub faucets | 139
484440 | 6310754 | Oras Optima 7192 rain shower mixer | pcs | 862,28 | Shower faucets, tub faucets | 139
484465 | 6310828 | Oras 1070 Safira shower mixer | pcs | 149,60 | Shower faucets, tub faucets | 139
484455 | 6310823 | Oras 1054 Safira shower mixer 160mm installation d | pcs | 172,09 | Shower faucets, tub faucets | 139
484450 | 6310787 | Oras 7261 Oramix shower mixer | pcs | 223,72 | Shower faucets, tub faucets | 139
485880 | 6371599 | Rain shower GB Square -Estetic thermostat. Matte b | pcs | 951,21 | Shower faucets, tub faucets | 249 | 7393792233620
485360 | 6310856 | Oras 1875G Vega shower mixer | pcs | 171,76 | Shower faucets, tub faucets | 139 | 6414150089695
485365 | 6310860 | Oras 1878G Vega bath and shower mixer with shower | pcs | 331,49 | Shower faucets, tub faucets | 139 | 6414150089664
485350 | 6310855 | Oras 1870G Vega shower mixer | pcs | 181,01 | Shower faucets, tub faucets | 139 | 6414150089688
485355 | 6310858 | Oras 1871G Vega bath and shower mixer | pcs | 240,36 | Shower faucets, tub faucets | 139 | 6414150089657
485370 | 6310861 | Oras 1879G Vega bath and shower mixer with shower | pcs | 364,89 | Shower faucets, tub faucets | 139 | 6414150089671
484515 | 6310812 | Oras 7462G Nova thermostatic mixer | pcs | 263,08 | Shower faucets, tub faucets | 139 | 6414150081132
484510 | 6310811 | Oras 7461 Nova thermostatic mixer | pcs | 194,64 | Shower faucets, tub faucets | 139
485825 | 6371521 | Shower mixer GB Nautic 215304 thermostat. | pcs | 262,53 | Shower faucets, tub faucets | 249
484480 | 6315310 | Oras 1871 Vega shower mixer | pcs | 189,52 | Shower faucets, tub faucets | 139
485827 | 6371579 | Rain shower GB Square-Nautic thermostat. | pcs | 641,60 | Shower faucets, tub faucets | 249 | 7393792231244
485826 | 6371578 | Rain shower GB Round-Nautic thermostat. | pcs | 641,60 | Shower faucets, tub faucets | 249 | 7393792231237
485860 | 6375200 | Shower mixer GB Nautic 214004 single lever | pcs | 229,06 | Shower faucets, tub faucets | 249
433835 | 2371159 | Merika washing machine funnel with sleeve of 32 mm | pcs | 7,06 | Washing machine valves | 87
433800 |  | Dishwasher base 450mm | pcs | 23,84 | Washing machine valves | 87
433805 |  | Dishwasher base 600mm | pcs | 24,51 | Washing machine valves | 87
433870 | 2488191 | Falu straight connector cone/nut 32mm x 11/4'' sk | pcs | 4,67 | Washing machine valves | 87
433850 | 2372444 | Merika Vellu-tap angle 3/4x32 brass | pcs | 20,51 | Washing machine valves | 87
433845 | 2372234 | Merika Maija-tap angle 3/4x28 | pcs | 20,51 | Washing machine valves | 87
433840 | 2371164 | Merika washing machine joint unit 32 x 21 | pcs | 11,43 | Washing machine valves | 87
433855 |  | Spiral connector ht+ 32x1 1/4 | pcs | 8,34 | Washing machine valves | 87
433860 | 2488193 | Falu spiral connector ht+ 32 x 1 1/2 (2488193) | pcs | 9,87 | Washing machine valves | 87
433865 | 2488198 | Falu spiral connector kulma ht+ 32x1 1/2 (2488198) | pcs | 16,18 | Washing machine valves | 87
433975 | 2488911 | "Falu thread adapter 32 x 3/4"" external x 1/2"" i | pcs | 1,63 | Washing machine valves | 87
433875 | 2488936 | Falu multi connector 32mm | pcs | 3,97 | Washing machine valves | 87
433990 | 2488931 | "Falu thread adapter 32 x 11/4"" - 11/2"" external | pcs | 2,11 | Washing machine valves | 87 | 7392791766702
433985 | 2488926 | "Falu thread adapter 32 x 11/4"" - 11/2"" internal | pcs | 2,22 | Washing machine valves | 87
434005 | 2488919 | Falu threaded adapter 50 x 11/2'' sk - 2'' uk | pcs | 2,85 | Washing machine valves | 87
433852 | 2372335 | Drain angle 1/2x32 (rubber hose) Merika 6111 | pcs | 17,09 | Washing machine valves | 87 | 6415823723359
434040 | 2488941 | "Falu thread adapter 11/4"" external x 1"" interna | pcs | 1,30 | Washing machine valves | 87 | 7392791766009
434045 | 2488942 | "Falu thread adapter 11/2"" external x 11/4"" inte | pcs | 1,44 | Washing machine valves | 87 | 7392791766504
434050 | 2371173 | Falu-Expand 80-84 mm / 50 mm PVC/PP | pcs | 20,98 | Washing machine valves | 87 | 7392791830090
434055 | 2371174 | Falu-Expand 70-74 mm / 50 mm PVC/PP | pcs | 21,15 | Washing machine valves | 87 | 7392791830496
434060 | 2371175 | Falu-Expand 80-84 mm / 75 mm PVC/PP | pcs | 21,72 | Washing machine valves | 87 | 7392791830397
434065 | 2371176 | Falu-Expand 93-97 mm / 75 mm PVC/PP | pcs | 21,72 | Washing machine valves | 87 | 7392791830199
434070 | 2371179 | Falu-Expand 120-126 mm / 110 mm PVC/PP | pcs | 23,63 | Washing machine valves | 87 | 7392791830298
434085 | 2488190 | Falu straight connector cone/nut 32mm x 11/4'' uk | pcs | 2,30 | Washing machine valves | 87
482060 |  | Conversion nipple 1 1/4 x 1 1/2 S/U mvi | pcs | 3,30 | Washing machine valves | 138
484395 | 6219430 | Oras 105001 washing machine valve | pcs | 33,27 | Washing machine valves | 139
484400 | 6219510 | Oras 182 washing machine valve | pcs | 43,99 | Washing machine valves | 139
484410 | 6219530 | Oras 180 washing machine valve with suction protec | pcs | 57,25 | Washing machine valves | 139
485390 | 6219103 | Oras 272100 smart washing machine valve 3 V, Bluet | pcs | 257,50 | Washing machine valves | 139 | 6414150072475
485395 | 6219104 | Oras 272101 smart washing machine valve 230/9 V, B | pcs | 263,94 | Washing machine valves | 139 | 6414150072482
484405 | 6219520 | Oras 185 intermediate mixer + parallel piece | pcs | 43,74 | Washing machine valves | 139
484415 | 6219550 | Oras 105201 parallel piece | pcs | 11,55 | Washing machine valves | 139
109760 | 2362131 | 50x30 HK-seal with flange | pcs | 3,97 | Washing machine valves | 87
433820 | 2362133 | Merika HK-packing 70/30 cover plate | pcs | 3,73 | Washing machine valves | 87
433825 | 2362135 | Merika HK-packing 70/50 cover plate | pcs | 4,19 | Washing machine valves | 87
109765 | 2363074 | 70x40 HK-seal | pcs | 5,41 | Washing machine valves | 87
433810 | 2376053 | Merika HK-packing 50/30 | pcs | 3,71 | Washing machine valves | 87
109890 | 2376072 | 70x30 HK-seal Merika 1010 | pcs | 4,18 | Washing machine valves | 87
433830 | 2376075 | Merika HK-packing 70/50 | pcs | 4,34 | Washing machine valves | 87
437105 | 2934135 | Water post valve Oras 431415 DN15/250-450mm | pcs | 169,37 | Garden valves | 89
437110 | 2934137 | Water post valve Oras 431515 DN15/450-1000mm | pcs | 192,07 | Garden valves | 89
437115 | 2934141 | Water post valve Oras 431420 DN20/250-450mm | pcs | 175,02 | Garden valves | 89
437120 | 2934142 | Water post valve Oras 431520 DN 20/450-1000mm | pcs | 201,09 | Garden valves | 89
437125 | 2934085 | RTK-hydrant valve with suction protection 18DN15 | pcs | 65,40 | Garden valves | 89
437100 | 2934115 | Water hydrant valve Oras DN15/250-450mm | pcs | 103,34 | Garden valves | 89
489080 | 6209481 | Merika sewerage ring 1-piece | pcs | 20,84 | Installation supplies and spare parts | 145
489075 | 6209580 | ORAS 173 sewerage connector (art.405) | pcs | 28,29 | Installation supplies and spare parts | 145
485385 | 6219500 | Drain connector 3/4x20 Oras 173 | pcs | 44,70 | Installation supplies and spare parts | 139 | 6414150007750
485403 | 6310876 | Oras 7462G-33 Nova ECO shower mixer with slider | pcs | 400,99 | Installation supplies and spare parts | 139 | 6414150097614
485399 | 6110332 | Oras 1812FG-33 Vega ECO washbasin mixer bidet | pcs | 345,74 | Installation supplies and spare parts | 139 | 6414150097638
485397 | 6219177 | Oras 1839FG-33 Vega ECO kitchen faucet hot/cold | pcs | 467,33 | Installation supplies and spare parts | 139 | 6414150097652
485401 | 6110331 | Oras 1810FG-33 Vega ECO washbasin mixer | pcs | 239,63 | Installation supplies and spare parts | 139 | 6414150097621
485407 | 6310869 | Oras 7402 Nova rain shower mixer | pcs | 541,84 | Installation supplies and spare parts | 139 | 6414150088230
485409 | 6510266 | Oras 544-33 Apollo shower set | pcs | 184,57 | Installation supplies and spare parts | 139 | 6414150097584
485405 | 6310877 | Oras 7402-33 Nova rain shower mixer | pcs | 931,27 | Installation supplies and spare parts | 139 | 6414150097591
484645 | 6511290 | Oras 2005 Conecta | pcs | 142,40 | Installation supplies and spare parts | 139
484650 | 6511330 | Oras 201310 service valve | pcs | 13,52 | Installation supplies and spare parts | 139
484930 | 6517900 | Oras 232002 shower strainer G1/2 chrome | pcs | 14,30 | Installation supplies and spare parts | 139
485850 | 6577550 | Shower mixer GB Switching drain pipe 636819 | pcs | 60,28 | Installation supplies and spare parts | 249
484905 | 6517520 | Oras 221210 switching drain pipe screw | pcs | 58,59 | Installation supplies and spare parts | 139
484595 | 6510088 | Oras 253150-11 Apollo shower rod | pcs | 60,90 | Installation supplies and spare parts | 139
484695 | 6512000 | Oras 200100 diverter | pcs | 43,81 | Installation supplies and spare parts | 139
484840 | 6517140 | Oras 211420 S-spout L=200 | pcs | 22,80 | Installation supplies and spare parts | 139
484845 | 6517160 | Oras 211430 S-spout L=300 | pcs | 27,31 | Installation supplies and spare parts | 139
484850 | 6517180 | Oras 211210 D-spout l=100 | pcs | 37,19 | Installation supplies and spare parts | 139
484855 | 6517190 | Oras 211215 D-spout l=150 | pcs | 37,19 | Installation supplies and spare parts | 139
484860 | 6517200 | Oras 211220 D-spout L=200 | pcs | 37,19 | Installation supplies and spare parts | 139
484865 | 6517210 | Oras 211225 D-spout L=250 | pcs | 41,16 | Installation supplies and spare parts | 139
484870 | 6517220 | Oras 211230 D-spout L=300 | pcs | 42,54 | Installation supplies and spare parts | 139
484875 | 6517300 | Oras 211508 Ejector spout L=75 | pcs | 45,14 | Installation supplies and spare parts | 139
484880 | 6517305 | Oras 211515 Ejector spout l= 150 | pcs | 46,51 | Installation supplies and spare parts | 139
484885 | 6517310 | Oras 211525 Ejector spout L=250 | pcs | 49,10 | Installation supplies and spare parts | 139
484890 | 6517320 | Oras 211530 Ejector spout L=300 | pcs | 53,12 | Installation supplies and spare parts | 139
484895 | 6517500 | Oras 221108 fixed drain pipe | pcs | 39,95 | Installation supplies and spare parts | 139
484900 | 6517510 | Oras 221200 diverter drain pipe nut | pcs | 78,59 | Installation supplies and spare parts | 139
484910 | 6517540 | Oras 221220 diverter drain pipe screw | pcs | 54,59 | Installation supplies and spare parts | 139
484913 | 6510136 | Oras 221230 diverter drain pipe | pcs | 58,74 | Installation supplies and spare parts | 139 | 6414150072550
484912 | 6510192 | Oras 221222 diverter drain pipe | pcs | 54,59 | Installation supplies and spare parts | 139 | 6414150078514
484590 | 6510087 | Oras 253150 Apollo shower rod | pcs | 60,90 | Installation supplies and spare parts | 139
484835 | 6515771 | Oras 251500-11 holder | pcs | 4,55 | Installation supplies and spare parts | 139
484830 | 6515770 | Oras 251500 holder | pcs | 6,19 | Installation supplies and spare parts | 139
486685 | 6421409 | Oras 259890-11 Shower rail holder white | pcs | 21,56 | Installation supplies and spare parts | 140 | 6414150016332
486680 | 6421408 | Oras 259890 Shower rail holder chrome | pcs | 23,36 | Installation supplies and spare parts | 140 | 6414150016325
484820 | 6515720 | Oras 253002 Apollo soap dish | pcs | 8,90 | Installation supplies and spare parts | 139
484825 | 6515730 | Oras 253003 Sensiva soap dish | pcs | 11,81 | Installation supplies and spare parts | 139
489055 | 6502340 | Chain 25 cm with rings Merika 2936 | pcs | 5,91 | Installation supplies and spare parts | 145
489835 | 6584271 | Extension for outlet hose for washing machine 17x2 | pcs | 1,83 | Installation supplies and spare parts | 149
489815 | 6584290 | PK-drain hose 1,0 m | pcs | 6,26 | Installation supplies and spare parts | 149
489820 | 6584291 | PK-drain hose 1,5 m | pcs | 6,37 | Installation supplies and spare parts | 149
489825 | 6584292 | PK-drain hose 2,0 m | pcs | 7,39 | Installation supplies and spare parts | 149
489830 | 6584293 | PK-drain hose 3,0 m | pcs | 9,89 | Installation supplies and spare parts | 149
489800 | 6522257 | "Inlet hose SPX DN8 1/2""x3/4"" - 1.5m stainless s | pcs | 17,06 | Installation supplies and spare parts | 149
489805 | 6522258 | "Inlet hose SPX DN8 1/2""x3/4"" - 2.0m stainless s | pcs | 20,91 | Installation supplies and spare parts | 149
489810 | 6522331 | "Inlet hose SPX DN8 1/2""x3/4"" - 3.0m stainless s | pcs | 24,31 | Installation supplies and spare parts | 149
484770 | 6515008 | Oras 241014 shower hose 1.5 m | pcs | 12,93 | Installation supplies and spare parts | 139
484775 | 6515011 | Oras 241020 shower hose 2.0 m | pcs | 19,03 | Installation supplies and spare parts | 139
484780 | 6515031 | Oras 241014-11 shower hose 1.5 m | pcs | 9,73 | Installation supplies and spare parts | 139
484785 | 6515041 | Oras 241020-11 shower hose 2.0 m | pcs | 15,85 | Installation supplies and spare parts | 139
484765 | 6515005 | Oras 241060-60 Hydra shower hose 1.5 m satin | pcs | 25,19 | Installation supplies and spare parts | 139
484755 | 6515001 | Oras 241004 shower hose 1.5 m metal | pcs | 12,93 | Installation supplies and spare parts | 139
484760 | 6515002 | Oras 241006 shower hose 2.0 m metal | pcs | 21,04 | Installation supplies and spare parts | 139
477300 | 6522342 | "Installation hose SPX DN8 1/2""x10 - 300mm stainl | pcs | 9,53 | Installation supplies and spare parts | 133
477305 | 6522343 | Installation hose SPX DN8 1/2x10 L=400mm | pcs | 10,00 | Installation supplies and spare parts | 133
477310 | 6522344 | "Installation hose SPX DN8 1/2""x10 - 500mm stainl | pcs | 11,38 | Installation supplies and spare parts | 133
477315 | 6522225 | Installation hose SPX DN8 1/2 FxF L=300mm | pcs | 9,77 | Installation supplies and spare parts | 133
477320 | 6522226 | Installation hose SPX DN8 1/2 FxF L=400mm | pcs | 10,23 | Installation supplies and spare parts | 133
477325 | 6522227 | "Installation hose SPX DN8 1/2"" internal thread - | pcs | 10,46 | Installation supplies and spare parts | 133
485851 | 6570279 | GB diverter drain pipe swivel | pcs | 92,44 | Installation supplies and spare parts | 249 | 7393792228794
485817 | 6575010 | GB Shower/bidet hose 175 cm | pcs | 16,21 | Installation supplies and spare parts | 249 | 7393792208598
485895 | 6270857 | Shut-off valve GB Epic matte black, for surface mo | pcs | 150,13 | Installation supplies and spare parts | 249 | 7393792234276
468205 | 4773301 | Connection hose 800mm stainless steel 22 x 22mm re | pcs | 53,95 | Installation supplies and spare parts | 84 | 8429343116070
468200 | 6572081 | Connection hose 800mm stainless steel 22 x 22mm PN | pcs | 53,95 | Installation supplies and spare parts | 84 | 8429343944208
484540 | 6510052 | Oras 500 Natura shower set | pcs | 145,02 | Shower sets | 139
484560 | 6510076 | Oras 520 Apollo shower set | pcs | 81,33 | Shower sets | 139
484565 | 6510077 | Oras 520-11 Apollo shower set | pcs | 69,39 | Shower sets | 139
484600 | 6510100 | Oras 2790 Optima shower set | pcs | 113,53 | Shower sets | 139
484605 | 6510101 | Oras 2792 Optima shower set | pcs | 213,93 | Shower sets | 139
484935 | 6519550 | Oras 350 Sensiva shower set | pcs | 95,97 | Shower sets | 139
484940 | 6519721 | Oras 390 Hydra shower set | pcs | 163,55 | Shower sets | 139
485867 | 6570353 | Shower set GB, basic shower set 2.1 | pcs | 77,34 | Shower sets | 249 | 7391530081021
484945 | 6519723 | Oras 392 Hydra overhead shower set | pcs | 576,47 | Shower sets | 139
485845 | 6570265 | Shower set GB Nautic 103250 | pcs | 79,03 | Shower sets | 249
485830 | 6570238 | Shower set GB G2 103220 | pcs | 482,20 | Shower sets | 249
485840 | 6570239 | Shower set GB Connection hose for G1 and G2 638464 | pcs | 9,39 | Shower sets | 249
485835 | 6570237 | Shower set GB G1 103225 | pcs | 482,20 | Shower sets | 249
485145 | 6413051 | Oras 561311 urinal flushing pipe | pcs | 21,19 | WC-showers and supplies | 139
484520 | 6413102 | Oras 101201 tap valve G 3/4 | pcs | 38,65 | WC-showers and supplies | 139
484570 | 6510080 | Oras 252020 Apollo hand shower | pcs | 22,77 | WC-showers and supplies | 139
484575 | 6510081 | Oras 252020-11 Apollo hand shower | pcs | 21,68 | WC-showers and supplies | 139
484580 | 6510082 | Oras 252022 Apollo hand shower ECO | pcs | 30,35 | WC-showers and supplies | 139
484585 | 6510083 | Oras 252022-11 Apollo hand shower ECO | pcs | 29,27 | WC-showers and supplies | 139
484795 | 6515550 | Oras 242050 bidet hand shower | pcs | 23,00 | WC-showers and supplies | 139
484800 | 6515551 | Oras 242050-11 bidet hand shower | pcs | 26,06 | WC-showers and supplies | 139
484530 | 6421456 | Oras 242069-11 bidet hand shower | pcs | 45,92 | WC-showers and supplies | 139
484805 | 6515602 | Oras 242031 bidet hand shower without shut-off | pcs | 25,27 | WC-showers and supplies | 139
484810 | 6515661 | Oras 126004-11 cleaning brush | pcs | 47,45 | WC-showers and supplies | 139
484815 | 6515671 | Oras 126705-11 quick wash | pcs | 29,17 | WC-showers and supplies | 139
485816 | 6575160 | GB Bidet handle chrome | pcs | 27,16 | WC-showers and supplies | 249 | 7393792218412
486750 | 6502850 | Aerator M22x1 Female | pcs | 5,54 | WC-showers and supplies | 140
486760 | 6502880 | Aerator M28x1 external thread | pcs | 5,54 | WC-showers and supplies | 140
486755 | 6502860 | Aerator M24x1 Male | pcs | 5,54 | WC-showers and supplies | 140
487500 | 6580522 | Ball drain valve 15 with hose connector | pcs | 18,03 | WC-showers and supplies | 142
487505 | 6580524 | Ball drain valve 20 with hose connector | pcs | 25,55 | WC-showers and supplies | 142
487510 | 6580526 | Ball drain valve 25 with hose connector | pcs | 34,07 | WC-showers and supplies | 142
485165 | 6512650 | Oras 158899 long lever for washbasin mixer | pcs | 86,10 | WC-showers and supplies | 139
484545 | 6510053 | Oras 281081/2 ball shut-off pair 10x10 | pcs | 22,25 | Couplers | 139
484550 | 6510055 | Oras 281087/2 ball shut-off pair 10x12 | pcs | 31,50 | Couplers | 139
484555 | 6510062 | Oras 281086/2 ball shut-off pair 10x15 | pr | 26,38 | Couplers | 139
488200 | 6500002 | 3/8 Mini ball valve FxF chrome platted | pcs | 10,12 | Couplers | 144
488205 | 6500003 | 1/2 Mini ball valve FxF chrome platted | pcs | 10,86 | Couplers | 144
488210 | 6500004 | 3/4 Ball shut-off valve internal thread | pcs | 23,63 | Couplers | 144
488215 | 6500012 | 3/8 Mini ball valve FxM chrome platted | pcs | 10,26 | Couplers | 144
488220 | 6500013 | 1/2 Ball shut-off valve external/internal thread | pcs | 11,46 | Couplers | 144
488230 | 6500032 | 3/8x12 Mini ball valve compression x F chrome | pcs | 13,56 | Couplers | 144
488235 | 6500034 | 1/2x10 Ball shut-off valve push-in internal thread | pcs | 11,60 | Couplers | 144
488240 | 6500035 | 1/2x12 Ball shut-off valve push-in internal thread | pcs | 12,36 | Couplers | 144
488245 | 6500036 | 1/2x15 Ball shut-off valve push-in internal thread | pcs | 12,76 | Couplers | 144
488270 | 6500051 | 8x10 Ball shut-off valve push-in | pcs | 11,60 | Couplers | 144
488275 | 6500052 | 10x10 Ball shut-off valve push-in | pcs | 13,75 | Couplers | 144
488280 | 6500054 | 10x12 Ball shut-off valve push-in | pcs | 13,55 | Couplers | 144
488285 | 6500061 | 10x15 Mini ball valve w. compression fittings chr. | pcs | 12,89 | Couplers | 144
488290 | 6500055 | 12x12 Ball shut-off valve push-in | pcs | 11,88 | Couplers | 144
488295 | 6500062 | 12x15 Mini ball valve w. compression fittings chr. | pcs | 14,05 | Couplers | 144
488300 | 6500063 | 15x15 Mini ball valve w. compression fittings chr. | pcs | 13,43 | Couplers | 144
488305 | 6500068 | 18x18 Mini ball valve w. compression fittings chr. | pcs | 13,50 | Couplers | 144
488310 | 6500069 | 22x22 Ball shut-off valve push-in | pcs | 37,19 | Couplers | 144
488260 | 6500043 | 1/2x12 Ball shut-off with handle internal thread | pcs | 12,14 | Couplers | 144
488265 | 6500044 | 1/2x15 Mini ball valve with lever compr.x F chrome | pcs | 13,76 | Couplers | 144
488315 | 6580120 | 10x1/2x10 T-ball shut-off valve | pcs | 43,90 | Couplers | 144
488320 | 6580119 | 12x1/2x12 T-ball shut-off valve | pcs | 43,90 | Couplers | 144
488325 | 6580810 | Merika ball lock clamp pair | pr | 8,40 | Couplers | 144
484955 | 6420509 | "DRAIN VALVE 1 1/4"" UK ""POP UP"" 159056V" | pcs | 65,84 | Couplers | 139
489035 |  | 1/2-75mm RST Washer plug | pcs | 13,22 | Couplers | 145
482010 | 5973707 | 235-560mm Overflow set square | pcs | 10,01 | Couplers | 138
489030 | 6581028 | 1/2 x 12 Half coupling | pcs | 10,42 | Couplers | 145
489015 | 6501140 | Eccentric connector 1/2 x 3/4 -10mm with shut-off | pcs | 14,30 | Couplers | 145
489065 | 6501150 | Eccentric connector 1/2 x 3/4 -16mm | pcs | 10,06 | Couplers | 145
489060 | 6511136 | Eccentric shut-off 3/4 sk - 3/4 uk Oras 281206/2 | pcs | 18,93 | Couplers | 145
484635 | 6511210 | Oras 204021Z Surface angle fitting | pcs | 21,67 | Couplers | 139
489000 | 6501170 | 1/2x10 Angle fitting suluin + laippa | pcs | 21,47 | Couplers | 145
489005 | 6501172 | 1/2x12 Angle fitting suluin + laippa | pcs | 23,22 | Couplers | 145
489010 | 6501173 | 1/2x15 Angle fitting suluin + laippa | pcs | 22,96 | Couplers | 145
489020 | 6501210 | 12 Surface mounting angle | pcs | 23,15 | Couplers | 145
484615 | 6511150 | Oras 204072 Renovation angle fitting | pcs | 28,44 | Couplers | 139
484617 | 6511176 | Oras 281213/2 Angle fitting pair suluin G 1/2, DN | pcs | 45,50 | Couplers | 139 | 6414150031878
484610 | 6511115 | Oras 287525 shower cabin connection | pcs | 25,84 | Couplers | 139
484640 | 6511240 | Oras 107155 distribution connector | pcs | 38,55 | Couplers | 139
484630 | 6511200 | Oras 203150 connection pipe 1/2-10 | pcs | 14,52 | Couplers | 139
484665 | 6511421 | Oras 126753-11 through piece | pcs | 5,64 | Couplers | 139
484620 | 6511180 | Oras 267043 through angle | pcs | 36,60 | Couplers | 139
484625 | 6511199 | Oras 203140 through connector | pcs | 23,09 | Couplers | 139
489040 | 6511120 | Suoraliitin suluin 1/2-3/4 | pcs | 14,00 | Couplers | 145
489045 | 6511126 | Straight connection pair with shut-off 3/4x1/2 Ora | pcs | 27,50 | Couplers | 139
489050 | 6589706 | "Suoraliitin 3/4""-1/2"" suluin PITKÄ 80mm" | pcs | 21,05 | Couplers | 145
484670 | 6511430 | Oras 105302 single-direction valve 3/4 | pcs | 15,04 | Couplers | 139
484660 | 6511400 | Oras 281100/2 installation connector 8/10 | pkg | 21,66 | Couplers | 139
484720 | 6513700 | Oras 261011 suction protection G1/2 end model | pcs | 18,87 | Couplers | 139
484745 | 6513760 | Oras 261041 suction protection with ball quick cou | pcs | 17,13 | Couplers | 139
484750 | 6513770 | Oras 261042 suction protection with ball quick cou | pcs | 15,23 | Couplers | 139
484725 | 6513710 | Oras 261031 suction protection G1/2 x1/2 | pcs | 15,23 | Couplers | 139
484730 | 6513720 | Oras 261032 suction protection G1/2 x3/4 | pcs | 14,42 | Couplers | 139
484735 | 6513730 | Oras 261033 suction protection G3/4x1/2 | pcs | 20,33 | Couplers | 139
484740 | 6513740 | Oras 261034 suction protection G3/4x3/4 | pcs | 20,41 | Couplers | 139
484751 | 6510222 | Oras 224332 ball coupling 13mm | pcs | 14,09 | Couplers | 139
494100 | 6560251 | Connection nipple for 10mm hose | pcs | 2,99 | Couplers | 148
494105 | 6560252 | Connection nipple for 13mm hose | pcs | 3,91 | Couplers | 148
494115 | 6500253 | Connection nipple for 16mm hose | pcs | 6,18 | Couplers | 148
494110 | 6560254 | Connection nipple 13-19mm hose | pcs | 6,08 | Couplers | 148
494120 | 6560243 | Connection nipple M 22x1 internal thread | pcs | 4,64 | Couplers | 148
494125 | 6560249 | Connection nipple M 24x1 external thread | pcs | 4,64 | Couplers | 148
494130 | 6560241 | Connection nipple R 1/2 internal thread | pcs | 4,69 | Couplers | 148
494135 | 6560242 | Connection nipple R 3/4 internal thread | pcs | 5,36 | Couplers | 148
494140 | 6560246 | Connection nipple R 1/2 external thread | pcs | 4,48 | Couplers | 148
494145 | 6560247 | Connection nipple R 3/4 external thread | pcs | 5,25 | Couplers | 148
484705 | 6512490 | Oras 223010 hose connector 1/2 x 10/12mm | pcs | 7,59 | Couplers | 139
484710 | 6512510 | Oras 223012 hose connector 1/2 x 19mm | pcs | 14,12 | Couplers | 139
484715 | 6512530 | Oras 223013 hose connector 3/4 x 20mm | pcs | 8,97 | Couplers | 139
494150 | 6560220 | Connection socket for 10mm hose | pcs | 11,69 | Couplers | 148
494155 | 6560222 | Connection socket for 13mm hose | pcs | 11,69 | Couplers | 148
494160 | 6560225 | Connection socket for 16mm hose | pcs | 11,69 | Couplers | 148
494165 | 6560226 | Connection socket for 19mm hose | pcs | 11,85 | Couplers | 148
494170 | 6560200 | Connection socket R 1/2 internal thread | pcs | 11,43 | Couplers | 148
494175 | 6560202 | Connection socket R 3/4 internal thread | pcs | 11,85 | Couplers | 148
494180 | 6560210 | Connection socket R 1/2 external thread | pcs | 11,90 | Couplers | 148
494185 | 6560212 | Connection socket R 3/4 external thread | pcs | 12,31 | Couplers | 148
494190 | 6560232 | Connection seat with hose nipple 13mm detachable s | pcs | 24,46 | Couplers | 148
494195 | 6560269 | Adapter nipple 3/4 x 1/2 external/internal chrome | pcs | 3,71 | Couplers | 148
494200 | 6500521 | Adapter nipple 1/2 x 3/4 external/internal chrome | pcs | 3,91 | Couplers | 148
494205 | 6561520 | Conversion ring 3/4 UK x 1/2 SK | pcs | 2,01 | Couplers | 148
486569 | 6595231 | Connection nipple for faucet chrome 3/8 UK X 10 pi | pcs | 3,65 | Couplers | 140 | 6438056246556
491905 | 6501980 | Falu cover plate 1-part openable 12-16mm white | pcs | 2,14 | Cover plates and flanges | 143
491900 | 6501960 | Falu cover plate 1-part 12-22mm white | pcs | 3,84 | Cover plates and flanges | 143
492140 | 6581812 | Falu cover plate 1-part openable 18-28mm white | pcs | 4,03 | Cover plates and flanges | 143 | 7392791514204
491910 | 6501981 | Falu cover plate 1-part openable 12-16mm chrome | pcs | 4,95 | Cover plates and flanges | 143
492105 | 6501961 | Falu cover plate 1-part 12-22mm chrome | pcs | 5,92 | Cover plates and flanges | 143 | 7392791514556
492110 | 6501970 | Falu cover plate 1-part adhesive 12-16mm white | pcs | 5,97 | Cover plates and flanges | 143 | 7392791504403
492115 | 6501971 | Falu cover plate 1-part adhesive 12-16mm chrome | pcs | 8,39 | Cover plates and flanges | 143 | 7392791504458
492135 | 6581818 | Falu cover plate 2-part openable 12-22mm 40c-c chr | pcs | 7,88 | Cover plates and flanges | 143
484655 | 6511340 | Oras 152053 cover plate | pcs | 30,64 | Cover plates and flanges | 139
491920 | 6581817 | Falu cover plate 2-part openable 12-22mm 40c-c whi | pcs | 5,41 | Cover plates and flanges | 143 | 7392791514808
491915 | 6501985 | Falu cover plate 2-part openable 12-16mm 40c-c whi | pcs | 3,45 | Cover plates and flanges | 143 | 7392791514303
492145 | 6581814 | Falu cover plate 2-part opening 12–22mm 60c-c whit | pcs | 5,15 | Cover plates and flanges | 143 | 7392791514709
492120 | 6501975 | Falu cover plate 2-part adhesive 12–16mm white | pcs | 7,37 | Cover plates and flanges | 143 | 7392791504304
492125 | 6501976 | Falu cover plate 2-part adhesive 12–16mm chrome | pcs | 9,89 | Cover plates and flanges | 143 | 7392791504359
491925 | 6501761 | Cover flange 10 mm Flamco | pcs | 0,92 | Cover plates and flanges | 143 | 8712874121102
491930 | 6501762 | Cover flange 12 mm Flamco | pcs | 1,47 | Cover plates and flanges | 143
491935 | 6501764 | Cover flange 15 mm Flamco | pcs | 1,17 | Cover plates and flanges | 143
491940 | 6501766 | Cover flange 18 mm Flamco | pcs | 1,27 | Cover plates and flanges | 143
491945 | 6501768 | Cover flange 22 mm Flamco | pcs | 1,53 | Cover plates and flanges | 143
491950 | 6501770 | Cover flange 28 mm Flamco | pcs | 3,03 | Cover plates and flanges | 143
491955 | 6501772 | Cover flange 35 mm Flamco | pcs | 3,13 | Cover plates and flanges | 143
491965 | 6501825 | Cover flange 15mm chrome Merika 562 | pcs | 3,86 | Cover plates and flanges | 143 | 6415865018253
438005 | 6501702 | Falu cover plate domed lockable 12mm chrome 53305 | pcs | 3,90 | Cover plates and flanges | 143
438020 | 6501705 | Falu cover plate domed lockable 22mm chrome | pcs | 4,41 | Cover plates and flanges | 143
491990 | 6502197 | Cover flange 95/32x40 chrome Merika 1231 | pcs | 5,18 | Cover plates and flanges | 143
491995 | 6502198 | Cover flange 95/32x40 white Merika 1232 | pcs | 3,88 | Cover plates and flanges | 143
492000 | 6502187 | Merika cover flange 95/32x50 eccentric chromated | pcs | 8,60 | Cover plates and flanges | 143
484680 | 6511662 | Oras 102002 cover flange d21,5/D62 | pcs | 2,38 | Cover plates and flanges | 139
484675 | 6511650 | Oras 203504 cover flange 3/4''/D70 | pcs | 2,40 | Cover plates and flanges | 139
484685 | 6511665 | Oras 102003 cover flange d27/D75 | pcs | 2,77 | Cover plates and flanges | 139
484700 | 6512326 | Oras 152055 cover plug | pcs | 8,56 | Cover plates and flanges | 139
484690 | 6511690 | Oras 121787 cover flange, D70/21x9.5 RST | pcs | 2,16 | Cover plates and flanges | 139 | 6414150037955
491985 | 6501860 | Merika cover flange 3/4x90 chrome plated | bg | 9,19 | Cover plates and flanges | 143
492150 | 6561170 | Cover plate 70x25 matte black (2pcs/pack) | pr | 22,00 | Cover plates and flanges | 143 | 5708516825128
492155 | 6501830 | Merika cover plate pair 3/4×90 black with thread p | pcs | 10,50 | Cover plates and flanges | 143 | 6438541001028
476460 | 5650113 | WC 35213-01 Seven D air seat | pcs | 510,30 | Toilet bowls | 132
476715 | 5651738 | WC Wall 76115-01 Seven D, soft close | pcs | 263,96 | Toilet bowls | 132
476560 | 5650124 | WC 78115-01 Seven D Wall-HC without air seat | pcs | 194,84 | Toilet bowls | 132
475723 | 5652161 | WC unit GB 1591 2.6/4-6L S-lock large foot | pcs | 659,09 | Toilet bowls | 131 | 7391530068954
475724 | 5652094 | WC unit GB 1596 2.6/4-6L with S-lock, high model | pcs | 777,71 | Toilet bowls | 131 | 7391530067148
475710 | 5652078 | WC unit GB Nautic 1500 HF C+ 3/6L | pcs | 531,68 | Toilet bowls | 131
475715 | 5652098 | WC unit GB Nautic 1500 2.6/4-6L with S-lock concea | pcs | 659,09 | Toilet bowls | 131
475740 | 5652160 | WC unit GB Nordic 398 3/6L with P-lock | pcs | 659,09 | Toilet bowls | 131
475722 | 5652154 | WC unit GB 1591 low flush S-lock large foot | pcs | 659,09 | Toilet bowls | 131 | 7391530067681
475720 | 5652157 | WC unit GB Nautic 1510 2.6/4-6L with P-lock concea | pcs | 659,09 | Toilet bowls | 131
475730 | 5652013 | WC unit GB Nautic 5510 (P-lock, concealed drain) | pcs | 588,22 | Toilet bowls | 131
475735 | 5652026 | Wall WC unit GB Nautic 5530 WC | pcs | 283,88 | Toilet bowls | 131
476515 | 5650122 | WC 38213-01 Seven D S-lock air seat | pcs | 531,02 | Toilet bowls | 132
476465 | 5650110 | WC 35310-01 Seven D S-lock air seat | pcs | 497,84 | Toilet bowls | 132
476745 | 5650200 | IDO Glow 63 1-flush, without lid, S-lock | pcs | 518,61 | Toilet bowls | 132 | 6416129387993
476750 | 5650199 | IDO Glow 63 2-flush, without lid, S-lock | pcs | 553,16 | Toilet bowls | 132 | 6416129387986
476530 | 5650119 | WC 38310-01 Seven D S-lock air seat | pcs | 518,59 | Toilet bowls | 132
476605 | 5650197 | WC 38261-01 Glow, P-lock, without seat. | pcs | 553,16 | Toilet bowls | 132 | 6416129387962
476540 | 5650120 | WC 38611-01 Seven D air seat | pcs | 545,17 | Toilet bowls | 132
476600 | 5650195 | WC 38360-01 Glow, concealed S-lock, without seat. | pcs | 539,34 | Toilet bowls | 132 | 6416129387931
479500 | 5650070 | Ido seven d 10 tank | pcs | 163,45 | Toilet bowls | 136
477390 | 5751502 | Q-lock 110-90 / 91310-01 | pcs | 13,85 | Wall installation elements and accessories | 133
477385 | 5758112 | WC connector piece 110x250mm straight | pcs | 11,50 | Wall installation elements and accessories | 133
479625 |  | Wall urinal grate | pcs | 14,00 | Wall installation elements and accessories | 136
477395 | 5758025 | Q-lock long 69267-01 | pcs | 15,35 | Wall installation elements and accessories | 133
477345 | 5751512 | P-lock 110-45 91314-01 | pcs | 13,85 | Wall installation elements and accessories | 133
476595 | 5756992 | Geberit WC wall bracket Duofix 111.342.00.2 High | pcs | 419,99 | Wall installation elements and accessories | 247
475745 | 5752491 | WC unit GB wall Triomont XS | pcs | 425,72 | Wall installation elements and accessories | 131
492700 | 6502103 | Plastic water trap 1 1/4 with bottom valve (art352 | pcs | 7,62 | Water traps and supplies | 146
492705 | 6502105 | Plastic water trap sk 1 1/4x32 (art.353s) | pcs | 6,18 | Water traps and supplies | 146
492720 | 6582611 | Water trap package plastic 11/4 / 32 / 610x220 / 3 | pcs | 14,20 | Water traps and supplies | 146
482035 | 5973806 | Water trap 1-piece Comploc 126841 with nut | pcs | 22,30 | Water traps and supplies | 138
482045 | 5973810 | Water trap 2-piece Comploc 126831 with nut | pcs | 38,32 | Water traps and supplies | 138
482040 | 5973809 | Water trap 2-piece Comploc 12683 bottom valve. | pcs | 48,36 | Water traps and supplies | 138
492730 | 6582419 | "Water trap straight 32x1 1/4"" 45500 white" | pcs | 14,89 | Water traps and supplies | 146 | 7392791455002
482215 | 6502618 | Water trap Preloc 410 adjustable. Rigid drain pipe | pcs | 24,15 | Water traps and supplies | 138 | 6415865026180
482220 | 6502920 | Water trap Preloc 420 adjustable. Flexible drain p | pcs | 24,15 | Water traps and supplies | 138 | 6415865029204
482195 | 5974905 | Water trap 1-alt. Kor water trap. Includes overflo | pcs | 41,23 | Water traps and supplies | 138 | 6415859749057
482194 | 5974932 | Water trap 2-alt. Kor water trap. Includes overflo | pcs | 53,65 | Water traps and supplies | 138 | 6415859749323
482265 | 3319580 | Floor water trap PIPELOCK 32/75 | pcs | 14,56 | Water traps and supplies | 138 | 6415833195801
493400 | 6502100 | Water trap chrome 1 1/4 bottom valve. (art.526) | pcs | 28,12 | Water traps and supplies | 147
493405 | 6502104 | Water trap chrome sk 1 1/4 air. bottom valve. (art | pcs | 21,78 | Water traps and supplies | 147
493410 | 6582902 | Water trap package chrome 11/4 / 32 / 610x150 | pcs | 55,00 | Water traps and supplies | 147
492710 | 6502177 | Water trap floor pipe plastic 32 x 680 x 210mm | pcs | 4,68 | Water traps and supplies | 146
492715 | 5682522 | Water trap floor pipe flexible 32 / as.length 355- | pcs | 7,42 | Water traps and supplies | 146
492725 | 5975232 | Bottom valve and pipe 32 for bathtub Merika 1943 | pcs | 49,58 | Water traps and supplies | 146
493415 | 6502170 | Floor pipe with trap chrome 610x150 (art.853) | pcs | 19,36 | Water traps and supplies | 147
493420 | 6502172 | Floor pipe with trap chrome 700x300 (art.853) | pcs | 26,37 | Water traps and supplies | 147
493430 | 6502186 | Water trap floor pipe straight chrome l=660 + nut | pcs | 20,45 | Water traps and supplies | 147
493425 | 6502180 | Water trap s-floor pipe chrome 610x120 (art.853S) | pcs | 32,60 | Water traps and supplies | 147
493435 | 6502199 | Floor pipe wall bracket RST 32mm 100-120 mm | pcs | 16,17 | Water traps and supplies | 147
493440 | 6502169 | Floor pipe sleeve 32 chrome (art.846) | pcs | 3,66 | Water traps and supplies | 147
493445 | 6502110 | Washbasin angle Chrome 1 1/4 (art.580d) | pcs | 10,66 | Water traps and supplies | 147
493450 |  | Washing machine coupling chrome 1 1/4 (art.848) | pcs | 13,80 | Water traps and supplies | 147
493460 | 6502230 | Bottom valve chrome 1 1/4 (art.465) | pcs | 5,46 | Water traps and supplies | 147
482050 |  | "Kor bottom valve 1 1/2""" | pcs | 32,86 | Water traps and supplies | 138
482000 | 2486803 | Falu 40 x 32 Extension Coupling (2488185) | pcs | 11,50 | Water traps and supplies | 138
482005 | 2486805 | Falu 40 x 50 Extension Coupling (2488186) | pcs | 12,38 | Water traps and supplies | 138
482015 | 5973708 | 235-560mm Overflow Set round | pcs | 10,01 | Water traps and supplies | 138
482210 | 5974562 | Screw set Prevex 137464 for corral water trap | pcs | 14,54 | Water traps and supplies | 138 | 6415859745622
482205 | 5974983 | Flexible pipe for kitchen water trap 40/50 | pcs | 7,20 | Water traps and supplies | 138 | 6415859749835
482260 | 5973627 | Prevex drain connection plug 19mm. 10 pcs/pack. | pcs | 12,12 | Water traps and supplies | 138 | 6415859736279
433832 | 2362053 | Water trap connection 50/32, Vieser 51310 | pcs | 5,50 | Water traps and supplies | 87 | 6418685513106
433833 | 2362073 | Water trap connection 75/32, Vieser 51320 | pcs | 6,50 | Water traps and supplies | 87 | 6418685513205
433834 | 2362075 | Water trap connection 75/50, Vieser 51330 | pcs | 6,50 | Water traps and supplies | 87 | 6418685513304
476400 | 5611160 | Washbasin 11162 Glow, 500x360mm | pcs | 121,96 | Sinks | 132
476405 | 5611181 | Washbasin 11163 Glow, 500x360mm | pcs | 121,96 | Sinks | 132
476410 | 5611062 | Washbasin 11164 Glow, 560x440mm | pcs | 130,27 | Sinks | 132
476415 | 5611185 | Washbasin 11165 Glow, 560x440mm | pcs | 130,27 | Sinks | 132
476430 | 5611140 | Washbasin 11113-01 Seven D | pcs | 135,98 | Sinks | 132
475700 | 5613017 | Washbasin GB Nautic 5550 | pcs | 142,22 | Sinks | 131
475705 | 5613025 | Washbasin GB Nautic 5556 | pcs | 142,22 | Sinks | 131
478115 | 5681071 | Washbasin screw set 4 pcs/pack | pcs | 1,80 | Sinks | 135
478100 | 5611418 | Bracket pair 195 mm with screws | pcs | 14,20 | Sinks | 135
478110 | 5611419 | Bracket pair 240 mm with screws | pcs | 11,60 | Sinks | 135
478105 | 5611429 | Bracket pair 260 mm with screws | pcs | 8,90 | Sinks | 135
477350 | 5688050 | Merika cover flange 50-75-110 mm | pcs | 4,96 | WC- spare parts | 133
477376 | 5758262 | WC sleeve 32mm inlet pipe Merika 11112 | pcs | 19,93 | WC- spare parts | 133 | 6415857582625
477370 | 5688323 | WC sleeve 40mm transfer, no concealed S-lock | pcs | 11,00 | WC- spare parts | 133
477520 | 5688441 | Toilet cuff Prevex 112721 | pcs | 21,50 | WC- spare parts | 133 | 6415856884416
477375 | 5688504 | Merika WC-sleeve NS 100 | pcs | 9,29 | WC- spare parts | 133
477365 | 5688304 | WC-sleeve 110 Vieser 51300 | pcs | 10,25 | WC- spare parts | 133 | 6418685513007
477525 | 5973753 | Contraction cuffi Prevex 12617 32x50/75mm | pcs | 13,95 | WC- spare parts | 133 | 6415859737535
477530 | 5973749 | Contraction cuff Prevex 12601 32x50mm | pcs | 8,50 | WC- spare parts | 133 | 6415859737498
477380 | 5688601 | Merika WC-cover sleeve | pcs | 4,57 | WC- spare parts | 133
477360 | 5688511 | Merika packing for WC-coupling | pcs | 7,81 | WC- spare parts | 133
477355 | 5688510 | WC-connector 100 valu Merika 1141 | pcs | 11,52 | WC- spare parts | 133
479805 | 5731284 | Flush pipe -92, -96 | pcs | 15,27 | WC- spare parts | 136
479810 | 5731244 | Flush pipe Seven D | pcs | 4,98 | WC- spare parts | 136
479615 | 5731109 | Drain pipe | pcs | 15,19 | WC- spare parts | 136
479505 | 5731333 | Ido seven d flush valve (18) 2-h | pcs | 36,02 | WC- spare parts | 136
479510 | 5731204 | Ido seven d flush valve, single flush | pcs | 36,02 | WC- spare parts | 136
479815 | 5731240 | Flush valve, double flush | pcs | 34,80 | WC- spare parts | 136
479645 | 5731185 | Flush valve set, complete. Z100009001 | pcs | 66,07 | WC- spare parts | 136
479585 | 5731238 | Ido stop noise iii float valve | pcs | 66,07 | WC- spare parts | 136
479700 | 5731186 | Float valve set, complete. | pcs | 66,07 | WC- spare parts | 136
480515 | 5732041 | GB float valve | pcs | 39,94 | WC- spare parts | 248
480650 | 5732016 | GB float valve complete | pcs | 41,26 | WC- spare parts | 248
480655 | 5732017 | GB float valve membrane | pcs | 7,24 | WC- spare parts | 248
480665 | 5732054 | GB servo valve TF-33 | pcs | 9,15 | WC- spare parts | 248
479595 | 5731309 | Ido drain valve 4-6L, Trevi, Aniara | pcs | 68,71 | WC- spare parts | 136
479695 | 5731199 | Drain valve + push button | pcs | 102,24 | WC- spare parts | 136
479535 | 5731126 | Ido seven d inlet pipe connection. WC 19 | pcs | 28,81 | WC- spare parts | 136
479600 | 5731311 | Ido filling valve repair kit Trevi/Aniara | pcs | 13,21 | WC- spare parts | 136
479610 | 5731188 | Socket valve without nut | pcs | 8,26 | WC- spare parts | 136
480500 | 5732111 | GB floor drain before -82 NC | pcs | 60,77 | WC- spare parts | 248
480510 | 5732161 | GB floor drain duo/twico II | pcs | 45,42 | WC- spare parts | 248
480675 | 5732134 | GB floor drain NP-20 | pcs | 34,96 | WC- spare parts | 248
479675 | 5731242 | Floor drain sealing | pcs | 4,34 | WC- spare parts | 136
479680 | 5731207 | Shut-off valve | pcs | 28,09 | WC- spare parts | 136
480505 | 5732013 | GB floor drain duo/single | pcs | 56,14 | WC- spare parts | 248
480725 | 5732040 | GB flush valve Nautic 1500 | pcs | 56,14 | WC- spare parts | 248 | 4051202546090
480730 | 5732045 | GB filling valve Nautic 1500 | pcs | 40,05 | WC- spare parts | 248 | 4051202546106
479960 | 5731431 | IDO valve set model 240-333, double flush Trevi | pcs | 101,06 | WC- spare parts | 136 | 4025410091246
479965 | 5731432 | IDO valve set model 240-333, single flush Trevi | pcs | 95,29 | WC- spare parts | 136 | 4025410091253
479515 | 5731251 | Ido seven d cover screw, blue | pcs | 4,34 | WC- spare parts | 136
438275 | 3241340 | Cover screw 8x70 galvanized. | pcs | 0,67 | WC- spare parts | 215
477340 | 5711177 | IDO 96525 WC sleeve 110/125 | pcs | 22,68 | WC- spare parts | 133
479575 |  | IDO 64062 tank seal | pcs | 6,13 | WC- spare parts | 136
479685 | 5731181 | Tank fastening screws Aniara | pcs | 18,14 | WC- spare parts | 136
479605 | 5731310 | Ido valve seal Trevi B/Aniara | pcs | 11,57 | WC- spare parts | 136
479620 | 5731288 | Nut, base valve seal and inlet pipe seal. | pcs | 14,41 | WC- spare parts | 136
479630 | 5731189 | Trevi tank seal (92-94,96,99,basic) | pcs | 8,26 | WC- spare parts | 136
480637 | 5732379 | GB tank intermediate seal 2300/390 | pcs | 9,15 | WC- spare parts | 248
479560 | 5731236 | Ido Trevi water divider/94 | pcs | 8,63 | WC- spare parts | 136
479660 | 5731241 | Push button, chrome, single flush Seven D | pcs | 19,82 | WC- spare parts | 136
479555 | 5731235 | Ido Trevi water divider/95, 98 | pcs | 10,70 | WC- spare parts | 136
479690 | 5731447 | Tank fastening screws Trevi | pcs | 9,14 | WC- spare parts | 136
479670 | 5731308 | Push button + sleeve Trevi 1-flush. | pcs | 28,90 | WC- spare parts | 136
480745 | 5732046 | GB filling valve membrane Nautic 1500 | pcs | 10,65 | WC- spare parts | 248 | 4051202546175
479525 | 5731250 | Ido seven d plug | pcs | 4,74 | WC- spare parts | 136
439362 | 5734350 | Wedge for WC seat 0-10mm 25010 transparent | pcs | 1,06 | WC- spare parts | 215 | 7392791250102
439360 | 3255473 | WC fastening screw set 6x80 | pcs | 3,88 | WC- spare parts | 215
479640 |  | Urinal capsule 1KG / 12 tablets | pcs | 48,31 | WC- spare parts | 136
480640 | 5732004 | GB push button complete duo chrome | pcs | 24,11 | WC- spare parts | 248
480695 | 5732251 | GB push button chrome duo twico II | pcs | 18,35 | WC- spare parts | 248
479655 | 5731205 | Push button, chrome, double flush Seven D | pcs | 19,82 | WC- spare parts | 136
479580 | 5731354 | IDO Aniara lid 91280-22-001 white (soft) | pkg | 4,35 | WC- spare parts | 136
480700 | 5732311 | GB push button + frame NT-21 | pcs | 12,50 | WC- spare parts | 248
479650 | 5731180 | Lifting device | pcs | 41,30 | WC- spare parts | 136
480735 | 5732048 | GB push button, duo, chrome Nautic 1500 | pcs | 30,15 | WC- spare parts | 248 | 4051202546229
479665 | 5731197 | Button, white, double flush Trevi | pcs | 9,88 | WC- spare parts | 136
480750 | 5732047 | GB flush valve membrane Nautic 1500 | pcs | 9,19 | WC- spare parts | 248 | 4051202546168
480645 | 5732005 | GB push button complete 6L chrome | pcs | 24,11 | WC- spare parts | 248
479677 | 5731391 | WC valve gasket IDO Z96308 | pcs | 4,98 | WC- spare parts | 136 | 7391515117301
478800 | 5711135 | IDO Aniara lid 91280-22-001 white (soft) | pcs | 45,11 | Toilet seats and lids | 134
479530 | 5711272 | Ido seven d hinges qr/fixed | pcs | 39,63 | Toilet seats and lids | 136
478855 | 5711155 | Ido Glow 91571 seat, hard, white. | pcs | 75,07 | Toilet seats and lids | 134 | 6416129377758
479520 | 5731252 | Ido seven d rubber damper for seat | pcs | 8,26 | Toilet seats and lids | 136
478840 | 5711138 | Ido Trevi hard lid qr/fixed 91597-22 | pcs | 75,07 | Toilet seats and lids | 134
478810 | 5711154 | Ido seven d soft seat white 91130-01 | pcs | 49,33 | Toilet seats and lids | 134
478845 | 5711147 | Ido Glow 91170 seat, soft, white. | pcs | 49,33 | Toilet seats and lids | 134 | 7391515432732
478830 | 5711141 | Ido Trevi seat soft 91260-22 | pcs | 49,33 | Toilet seats and lids | 134
478820 | 5711264 | Ido seven d hard seat qr/fixed white 91537-01 | pcs | 75,07 | Toilet seats and lids | 134
478850 | 5711128 | Ido Glow 91570 seat, hard, white. | pcs | 123,88 | Toilet seats and lids | 134 | 6416129164617
478815 | 5711250 | Ido seven d hard seat sc white 91533-01 | pcs | 123,88 | Toilet seats and lids | 134
478825 | 5711267 | Ido seven d hard seat sc/qr white 91542-01 | pcs | 123,88 | Toilet seats and lids | 134
478805 | 5711116 | IDO Kimset lid 91110-22-001 white (soft) | pcs | 45,11 | Toilet seats and lids | 134
475760 | 5712005 | GB seat lid, white hard RST hinges | pcs | 107,48 | Toilet seats and lids | 131
475765 | 5712006 | GB seat lid, white SoftClose, QR | pcs | 176,81 | Toilet seats and lids | 131 | 4047289984191
475755 | 5712000 | GB seat lid, white soft plastic hinges | pcs | 42,44 | Toilet seats and lids | 131
475775 | 5772838 | Elbow supports Nautic 3055 | pcs | 851,63 | Toilet seats and lids | 131 | 5708590299570
481300 | 5933102 | Franke Osma 340010 | pcs | 198,07 | Laundry and social space sinks and furniture | 137
481305 | 5933111 | Franke Kalla sink 340150 | pcs | 1125,01 | Laundry and social space sinks and furniture | 137
482075 | 5978980 | Merika sink plug | pcs | 3,30 | Laundry and social space sinks and furniture | 138
494978 | 6907120 | Beam E 345 Centralvacuumcleaner |  | 876,49 | Central vacuum cleaners | 150 | 6429810790248
494977 | 6907128 | Beam E 200 Centralvacuumcleaner |  | 669,32 | Central vacuum cleaners | 150 | 6429810790194
495050 | 6907044 | Beam Cleaning tool set 9m | pcs | 365,00 | Pipings | 150 | 6415869070448
495055 | 6907079 | Beam Easy Grip Cleaning tool set 10m | pcs | 385,00 | Pipings | 150 | 6415869070790
495060 | 6907047 | Beam Alliance cleaning tool set 12m | pcs | 425,00 | Pipings | 150 | 6415869070479
495061 | 6907082 | DeLuxe 9 m on/off cleaning set |  | 301,99 | Pipings | 150 | 6415869070820
495062 | 6907062 | DeLuxe 10 m on/off cleaning set |  | 333,86 | Pipings | 150 | 6415869070622
495063 | 6907063 | DeLuxe 12 m on /off cleaning set |  | 378,49 | Pipings | 150 | 6415869070639
495040 | 6907491 | Beam cable 20m | pcs | 38,50 | Installation pipe packages and -couplers | 150 | 6415869074910
494980 | 6907186 | Beam Pipe bundle 18m (10x1.8m) | pcs | 145,00 | Installation pipe packages and -couplers | 150 | 6415869071865
494985 | 6907154 | Beam 1.8 m pipe without socket | pcs | 14,50 | Installation pipe packages and -couplers | 150
495010 | 6907309 | Beam Branch 45ast | pcs | 10,50 | Installation pipe packages and -couplers | 150 | 6415869073098
495005 | 6907303 | Beam Installation plate | pcs | 8,50 | Installation supplies | 150 | 6415869073036
495045 | 6907497 | Beam PVC glue | pcs | 25,00 | Installation supplies | 150 | 6415869074972
494990 | 6907111 | Beam installation kit 2 suction sockets | pcs | 145,00 | Installation supplies | 150 | 6415869071117
494995 | 6907204 | Beam vacuum box white | pcs | 30,00 | Installation supplies | 150 | 6415869072046
495000 | 6907214 | Beam Inno vacuum box white | pcs | 40,00 | Installation supplies | 150 | 6415869072145
470075 | 4762528 | "Submersible pump SQE 2-70 1.15kW 230V 60m 3""" | pcs | 2090,00 | Borehole pumps | 245
467885 | 4615604 | Utility pump UP 20-15N 1x230V | pcs | 667,80 | Domestic water pumps | 124
467975 | 4612447 | Domestic water pump Kolmeks KC SAM 25-40-180 | pcs | 525,00 | Domestic water pumps | 124 | 3831124616085
467980 | 4612426 | Domestic water pump Kolmeks KC SAM 25-60-180 | pcs | 561,75 | Domestic water pumps | 124 | 3831124616092
467880 | 4615601 | Utility pump COMFORT 15-14B 1x230V | pcs | 358,05 | Domestic water pumps | 124
467910 | 4615908 | "Pump connector pair with socket G11/2"" x R1""" | pcs | 70,30 | Domestic water pumps | 124
467865 | 4616558 |  |  | 724,50 | Domestic water pumps | 124
467905 | 4615923 | "Utility pump connector pair G11/4"" x R3/4""" | pcs | 36,77 | Domestic water pumps | 124
467870 | 4615348 | Domestic water pump Alpha2 25-40 N 180 1x230V | pcs | 925,00 | Domestic water pumps | 124 | 5710627540487
467875 | 4615349 | Domestic water pump Alpha2 25-60N 1x230V | pcs | 1035,30 | Domestic water pumps | 124 | 5713828679895
468600 | 4713504 | "Nira pump 6 b R1""" | pcs | 245,00 | Hand pumps and spare parts | 125
467830 | 4615231 | Heat pump Magna1 25-80 180 1x230V | pcs | 1287,00 | Heating circulation pumps | 124
467810 | 4615335 | Heating pump Alpha2 15-40 130 1x230V | pcs | 545,00 | Heating circulation pumps | 124
467815 | 4615336 | Heating pump Alpha2 15-60 130 1x230V | pcs | 602,70 | Heating circulation pumps | 124
467820 | 4615339 | Heating pump Alpha2 25-40 180 1x230V | pcs | 495,00 | Heating circulation pumps | 124
467825 | 4615340 | Heating pump Alpha2 25-60 180 1x230V | pcs | 595,00 | Heating circulation pumps | 124
467800 | 4615326 | Heating pump Alpha1 25-40 180 1x230V | pcs | 395,00 | Heating circulation pumps | 124
467805 | 4615327 | Heating pump Alpha1 25-60 180 1x230V | pcs | 445,00 | Heating circulation pumps | 124
467807 | 4615328 | Heating pump Alpha1 25-80 180 1x230V | pcs | 545,00 | Heating circulation pumps | 124 | 5712608550171
467995 | 4612455 | Heat transfer pump Kolmeks KC ME 25-100-180 | pcs | 855,75 | Heating circulation pumps | 124 | 3831124616894
467895 | 4615904 | "Heating pump connector pair G11/2"" x R1""" | pcs | 12,98 | Heating circulation pumps | 124
467900 | 4615905 | "Heating pump connector pair G2"" x R1 1/4""" | pcs | 16,22 | Heating circulation pumps | 124
467860 | 4615175 | Heat pump UPS2 25-80 180 1x230V | pcs | 735,00 | Heating circulation pumps | 124
467915 | 4772015 | Cable connection kit for Alpha2 and Magna1/3 plug | pcs | 59,00 | Heating circulation pumps | 124
468000 | 4615354 | Grundfos Alpha1L 15-60 130 | pcs | 499,00 | Heating circulation pumps | 124 | 5712607862589
467970 | 4612415 | Heat transfer pump Kolmeks NMT -MINI PRO 25-60 180 | pcs | 313,64 | Heating circulation pumps | 124 | 3831008379662
467965 | 4612357 | Heat transfer pump Kolmeks NMT SMART C 25-100 | pcs | 746,24 | Heating circulation pumps | 124 | 3831008362176
467835 | 4615512 | Heating pump Magna3 25-100 180 1x230V | pcs | 1818,00 | Heating circulation pumps | 124
467840 | 4615145 | Heating pump Magna3 32-120 F 220 1x230V | pcs | 2795,00 | Heating circulation pumps | 124
467845 | 4615148 | Heat pump Magna3 40-120 F 250 1x230V | pcs | 3387,00 | Heating circulation pumps | 124 | 5710626493456
467850 | 4615155 | Heat pump Magna3 50-120 F 280 1x230V | pcs | 4291,00 | Heating circulation pumps | 124 | 5710626493593
467855 | 4615162 | Heat pump Magna3 65-120 F 340 1x230V | pcs | 5218,00 | Heating circulation pumps | 124 | 5710626493739
467985 | 4612424 | Heating pump Kolmeks KC M 25-40-180 | pcs | 299,25 | Heating circulation pumps | 124 | 3831124615903
467990 | 4612425 | Heating pump Kolmeks KC M 25-60-180 | pcs | 320,25 | Heating circulation pumps | 124 | 3831124615910
467972 | 4612433 | Heating pump Kolmeks KC M 25-80-180 | pcs | 456,75 | Heating circulation pumps | 124 | 3831124615927
467832 | 4615306 | Heat pump Magna1 32-80 180 1x230V | pcs | 1425,00 | Heating circulation pumps | 124 | 5712608942082
469310 | 4732543 | Water system Grundfos JP 4-47 + PM1 | pcs | 475,00 | Pump automatics, irrigation pumps | 126 | 5713830350225
469305 | 4732548 | Water system Grundfos Scala2 3-45 1x200-240V | pcs | 1070,00 | Pump automatics, irrigation pumps | 126
470000 | 4826802 | Calpeda GXRm 9 , single-phase submersible pump | pcs | 473,75 | Sump and drainage pumps | 245
470031 | 4826818 | Calpeda GXRM 9 GFa, internal starter, single-phase | pcs | 573,31 | Sump and drainage pumps | 245 | 8030485569305
470032 | 4826832 | Calpeda GXRM 11 GFa, internal starter, single-phas | pcs | 692,06 | Sump and drainage pumps | 245 | 8030485778820
470010 | 4826804 | Calpeda GXRm 11 , single-phase | pcs | 539,05 | Sump and drainage pumps | 245
470065 |  | Submersible pump Clen CWP 600 with internal starte | pcs | 280,38 | Sump and drainage pumps | 245
470020 | 4826806 | Calpeda GXRm 13 , single-phase | pcs | 542,01 | Sump and drainage pumps | 245
470025 | 4826833 | Calpeda GXRm 13 GFa, internal starter, single-phas | pcs | 667,63 | Sump and drainage pumps | 245
470045 |  | Drain pump Wilo-Drain TMW 32/11 | pcs | 247,20 | Sump and drainage pumps | 245
470050 |  | Construction pump Tsurumi HS2.75S 1-phase non-tilt | pcs | 1190,00 | Sump and drainage pumps | 245
470700 | 4822546 | Grundfos open well pump SBA 3-45 A tilting | pcs | 950,00 | Sump and drainage pumps | 124
470076 | 4834305 | Submersible pump Verty Nova 400 W | pcs | 183,55 | Sump and drainage pumps | 245 | 8019203863482
470035 | 4965312 | Sololift2 WC-1 WC pumping station | pcs | 775,00 | Other pumps and pumping stations | 245
470040 | 4965313 | Sololift2 WC-3 WC pumping station | pcs | 940,00 | Other pumps and pumping stations | 245
439445 | 3230352 | Z-steel 430 mm HST | pcs | 5,17 | Installation rods | 215
438575 | 3230304 | L-steel 4x30mm zinc. | pcs | 2,00 | Installation rods | 215
439450 | 3230330 | Z-steel 430 mm zinc. | pcs | 2,14 | Installation rods | 215
440276 | 3219125 | Bracket fischer Z-30 30x30x30x30x3mm A4 1pcs | pcs | 5,81 | Installation rods | 215 | 4048962144888
440275 | 3219126 | Bracket fischer Z-30 35x35x30x3mm 25/pac | pcs | 1,40 | Installation rods | 215 | 4048962483338
440522 |  | Angle Fischer L-30 A4 25pcs | pcs | 6,37 | Installation rods | 215 | 4048962452075
440274 | 3219124 | Bracket fischer L-30 30x58x40x3mm 25/pac | pcs | 1,14 | Installation rods | 215 | 4048962483321
438260 | 3243452 | Cover screw 7x50 (deck screw) galvanized | pcs | 0,27 | Screws | 215
438265 |  | Cover screw 7x70 (deck screw) galvanized | pcs | 0,45 | Screws | 215
438270 | 3241320 | Cover screw 8x50 galvanized | pcs | 0,63 | Screws | 215
438250 | 3241310 | Cover screw 6x25 zinc. | pcs | 0,20 | Screws | 215
439245 |  | Adjustment screw M8x90 RST | pcs | 4,14 | Screws | 215
439210 | 3253208 | Eye screw M 8 sk zinc | pcs | 0,74 | Screws | 215
439225 | 3216904 | Adjustment screw M8x80 galvanized | pcs | 0,45 | Screws | 215
439235 | 3216908 | Adjustment screw M8x120 galvanized | pcs | 0,67 | Screws | 215
439220 | 3216902 | Adjustment screw M8x50 galvanized | pcs | 0,22 | Screws | 215
439240 | 3216916 | Adjustment screw M10x100 galvanized | pcs | 0,78 | Screws | 215
439230 | 3216906 | Adjustment screw M8x100 galvanized | pcs | 0,45 | Screws | 215
439211 | 3253223 | Eye screw M8 sk HST | pcs | 2,49 | Screws | 215 | 6415895152187
438175 | 3217032 | Foot screw M8x120 galvanized | pcs | 0,90 | Screws | 215
438170 | 3217028 | Foot screw M8x80 galvanized | pcs | 0,56 | Screws | 215
438165 | 3217025 | Foot screw M8x50 galvanized | pcs | 0,56 | Screws | 215
438180 |  | Foot screw M10x80 galvanized | pcs | 0,56 | Screws | 215
440215 | 3254679 | WC fixing fischer S RD K 2pcs | pkg | 16,88 | Screws | 215 | 8590369843407
440258 | 3254678 | Wash basin fixing fischer WST K 2pcs | pkg | 26,15 | Screws | 215 | 8590369454948
440452 | 3285276 | Heavy duty pipe clamp fischer 72-78mm 3/4'' A4 | pcs | 40,84 | Pipe brackets and supports | 215 | 4048962452303
440453 | 3285277 | Heavy duty pipe clamp fischer 108-114mm 3/4'' A4 | pcs | 55,82 | Pipe brackets and supports | 215 | 4048962452310
440454 | 3285278 | Heavy duty pipe clamp fischer 158-169mm 3/4'' A4 | pcs | 79,10 | Pipe brackets and supports | 215 | 4048962452327
440455 | 3285943 | U-Sewer pipe clamp fischer 75mm A4 1pcs | pcs | 27,83 | Pipe brackets and supports | 215 | 4048962552256
440456 | 3285944 | U-Sewer pipe clamp fischer 110mm A4 1pcs | pcs | 32,50 | Pipe brackets and supports | 215 | 4048962552263
440457 | 3285945 | U-Sewer pipe clamp fischer 160mm A4 1pcs | pcs | 72,83 | Pipe brackets and supports | 215 | 4048962552270
440458 | 3285946 | U-Sewer pipe clamp fischer 200mm A4 1pcs | pcs | 79,17 | Pipe brackets and supports | 215 | 4048962552287
439175 | 3231424 | Wood frame hanger DU75 stainless steel (wood 50x75 | pcs | 24,19 | Pipe brackets and supports | 215 | 6415895069041
439185 | 3231428 | Wood frame hanger DU160 stainless steel (wood 50x1 | pcs | 57,34 | Pipe brackets and supports | 215
439180 | 3231426 | Wood frame hanger DU110 stainless steel (wood 50x1 | pcs | 35,70 | Pipe brackets and supports | 215 | 6415895069058
440030 | 3232099 | Pipe holder stainless steel M12 DU250 244-254 | pcs | 201,00 | Pipe brackets and supports | 215 | 4028732762320
440035 | 3232100 | Pipe holder stainless steel M12 DU315 313-318 | pcs | 236,00 | Pipe brackets and supports | 215 | 4028732762337
439350 | 3225090 | Concrete support 50-125mm drain pipe | pr | 8,14 | Pipe brackets and supports | 215
438705 | 3231326 | NAL support DU160 zinc | pcs | 4,70 | Pipe brackets and supports | 215
439200 | 3231230 | Wall support 120x250 mm zinc | pcs | 4,03 | Pipe brackets and supports | 215
439005 | 3226129 | Pipe holder 12mm 2-part chrome | pcs | 1,84 | Pipe brackets and supports | 215
438985 | 3226128 | Pipe holder 10mm 2-part chrome | pcs | 1,73 | Pipe brackets and supports | 215
439045 | 3226133 | Pipe holder 18mm 2-part chrome | pcs | 5,20 | Pipe brackets and supports | 215
439025 | 3226131 | Pipe holder 15mm 2-part chrome | pcs | 2,65 | Pipe brackets and supports | 215
438130 | 3231324 | HT-support DU 110 galvanized | pcs | 7,60 | Pipe brackets and supports | 215
438125 | 3231322 | HT-support DU 75 galvanized | pcs | 3,20 | Pipe brackets and supports | 215
438120 | 3231320 | HT-support DU 50 galvanized | pcs | 2,91 | Pipe brackets and supports | 215
439385 | 3231202 | Drain pipe hanger DU 75 galvanized | pcs | 2,45 | Pipe brackets and supports | 215 | 6415895051596
439390 | 3231204 | Drain pipe hanger DU 110 galvanized | pcs | 2,65 | Pipe brackets and supports | 215 | 6415895151579
439395 | 3231206 | Drain pipe hanger DU 160 galvanized | pcs | 3,77 | Pipe brackets and supports | 215 | 6415895051619
439352 | 2488253 | Concrete support 50/75/110mm Falu Trifot 19529 red | pcs | 5,09 | Pipe brackets and supports | 215 | 7392791195298
439080 | 2373323 | Merika pipe clamp 32x1 | pcs | 2,55 | Pipe brackets and supports | 215
438860 | 3215641 | Quick thread lock M8 (27/15 and 27/25) | pcs | 2,19 | Pipe brackets and supports | 215
438090 | 3224606 | Falu lift block 2-piece 40c-c white 10mm | pcs | 1,81 | Pipe brackets and supports | 215
438900 | 3232082 | Pipe holder stainless steel M8/10 DU50 47-51 | pcs | 13,51 | Pipe brackets and supports | 215
438905 | 3232086 | Pipe holder stainless steel M8/10 DU75 74-77 | pcs | 19,15 | Pipe brackets and supports | 215
438910 | 3232090 | Pipe holder stainless steel M8/10 DU110 108-114 | pcs | 20,74 | Pipe brackets and supports | 215
438915 | 3232093 | Pipe holder stainless steel M8/10 DU160 159-163 | pcs | 28,69 | Pipe brackets and supports | 215
439165 | 3232098 | Pipe holder stainless steel M10 DU200 193-203 | pcs | 69,56 | Pipe brackets and supports | 215
439020 | 3226010 | Pipe holder 15mm 1-part white | pcs | 0,71 | Pipe brackets and supports | 215
438980 | 3226006 | Pipe holder 10mm 1-part white | pcs | 0,51 | Pipe brackets and supports | 215
439040 | 3226012 | Pipe holder 18mm 1-part white | pcs | 0,71 | Pipe brackets and supports | 215
439065 | 3226016 | Pipe holder 28mm 1-part white | pcs | 0,82 | Pipe brackets and supports | 215
439055 | 3226014 | Pipe holder 22mm 1-part white | pcs | 0,71 | Pipe brackets and supports | 215
439000 | 3226008 | Pipe holder 12mm 1-part white | pcs | 0,61 | Pipe brackets and supports | 215
438995 | 3226029 | Pipe holder 12mm 1-part chrome | pcs | 1,63 | Pipe brackets and supports | 215
438975 | 3226028 | Pipe holder 10mm 1-part chrome | pcs | 1,53 | Pipe brackets and supports | 215
439035 | 3226033 | Pipe holder 18mm 1-part chrome | pcs | 5,20 | Pipe brackets and supports | 215
439015 | 3226031 | Pipe holder 15mm 1-part chrome | pcs | 1,73 | Pipe brackets and supports | 215
109870 | 2373313 | Pipe holder 32mm 1-part chrome | pcs | 6,92 | Pipe brackets and supports | 184
439010 | 3226108 | Pipe holder 12mm 2-part white | pcs | 0,82 | Pipe brackets and supports | 215
439050 | 3226112 | Pipe holder 18mm 2-part white | pcs | 1,22 | Pipe brackets and supports | 215
439030 | 3226110 | Pipe holder 15mm 2-part white | pcs | 1,02 | Pipe brackets and supports | 215
439070 | 3226116 | Pipe holder 28mm 2-part white | pcs | 2,04 | Pipe brackets and supports | 215
439060 | 3226114 | Pipe holder 22mm 2-part white | pcs | 1,33 | Pipe brackets and supports | 215
438990 | 3226106 | Pipe holder 10mm 2-part white | pcs | 0,82 | Pipe brackets and supports | 215
438105 | 3224563 | Falu-holder 2-part chrome 10/12/15 / 40 c-c | pcs | 6,31 | Pipe brackets and supports | 215
438215 | 3222008 | Double holder adjustable DN15 | pcs | 3,80 | Pipe brackets and supports | 215
438210 | 3222006 | Double holder adjustable DN10 | pcs | 3,45 | Pipe brackets and supports | 215
438220 | 3222010 | Double holder adjustable DN20 | pcs | 4,12 | Pipe brackets and supports | 215
438225 | 3222012 | Double holder adjustable DN25 | pcs | 5,61 | Pipe brackets and supports | 215
438460 | 3231386 | High holder DU160 galvanized | pcs | 15,68 | Pipe brackets and supports | 215
438465 | 3231388 | High holder DU200 galvanized | pcs | 18,82 | Pipe brackets and supports | 215 | 6415895069027
438455 | 3231384 | High holder DU110 galvanized | pcs | 12,23 | Pipe brackets and supports | 215
438450 | 3231382 | High holder DU75 galvanized | pcs | 9,85 | Pipe brackets and supports | 215
439085 |  | Pipe holder 48-55 mm Clic | pcs | 4,49 | Pipe brackets and supports | 215
439075 |  | Pipe holder 32-35 mm Clic | pcs | 2,35 | Pipe brackets and supports | 215
438040 | 3224421 | Falu holder 16/20mm 2-part 40c-c white | pcs | 3,02 | Pipe brackets and supports | 215
438110 | 3224562 | Falu holder 2-part white 10/12/15/16 / 40 c-c | pcs | 6,04 | Pipe brackets and supports | 215
438240 | 3222206 | Double holder adjustable DN20 insulated 25-28mm | pcs | 5,29 | Pipe brackets and supports | 215
438230 | 3222202 | Double holder adjustable DN10 insulated 15-17mm | pcs | 5,10 | Pipe brackets and supports | 215
438245 | 3222208 | Double holder adjustable DN25 insulated 34-38mm | pcs | 7,95 | Pipe brackets and supports | 215
438235 | 3222204 | Double holder adjustable DN15 insulated 18-22mm | pcs | 5,50 | Pipe brackets and supports | 215
438050 | 3224409 | Falu holder 16/20mm alpex/cu 2-part 60c-c white | pcs | 3,29 | Pipe brackets and supports | 215
438075 | 3224405 | Falu holder 25/28mm alpex/cu 2-part 60c-c white | pcs | 4,12 | Pipe brackets and supports | 215
438025 | 3224408 | Falu holder 12/15/16mm 2-part 60c-c white | pcs | 2,66 | Pipe brackets and supports | 215
438065 | 3224410 | Falu holder 18/22mm Minisnap chrome | pcs | 6,83 | Pipe brackets and supports | 215
438095 | 3224403 | Falu holder 1-part chrome 10/12/15 | pcs | 5,27 | Pipe brackets and supports | 215
438115 | 2373121 | Falu-Vulk holder 32mm locking latch white | pcs | 1,89 | Pipe brackets and supports | 87
438070 | 3224407 | Falu holder 18/22mm Minisnap white | pcs | 3,16 | Pipe brackets and supports | 215
438060 | 3224406 | Falu holder 16/20mm alpex/cu Minisnap white | pcs | 3,08 | Pipe brackets and supports | 215
438080 | 3224404 | Falu holder 25/28mm alpex/cu Minisnap white | pcs | 3,60 | Pipe brackets and supports | 215
438100 | 3224402 | Falu holder 1-part white 10/12/15/16 | pcs | 2,26 | Pipe brackets and supports | 215
439720 | 3224435 | Falu-clamp 2 part white 18/20/22 60 c-c | pcs | 3,35 | Pipe brackets and supports | 215
438030 | 3224411 | Falu holder 12/15mm 2-part 60c-c chrome | pcs | 5,85 | Pipe brackets and supports | 215
438950 | 3232014 | "Pipe holder M8/10 2"" 57-61 galvanized" | pcs | 3,02 | Pipe brackets and supports | 215
438965 | 3232020 | "Pipe holder M8/10 4"" 108-114 galvanized" | pcs | 5,69 | Pipe brackets and supports | 215
438920 | 3232002 | "Pipe holder M8 3/8"" 15-19 galvanized" | pcs | 2,58 | Pipe brackets and supports | 215
439170 | 3232024 | "Pipe holder M8/10 6"" 165-169 galvanized" | pcs | 12,21 | Pipe brackets and supports | 215 | 6415895151906
438955 | 3232016 | "Pipe holder M8/10 2 1/2"" 74-77 galvanized" | pcs | 5,00 | Pipe brackets and supports | 215
438940 | 3232010 | "Pipe holder M8 1 1/4"" 40-43 galvanized" | pcs | 2,69 | Pipe brackets and supports | 215
438960 | 3232018 | "Pipe holder M8/10 3"" 83-91 galvanized" | pcs | 3,92 | Pipe brackets and supports | 215 | 6415895121107
438970 | 3232023 | Pipe holder M8/10 160mm 159-163 galvanized | pcs | 7,73 | Pipe brackets and supports | 215
438930 | 3232006 | "Pipe holder M8 3/4"" 25-28 galvanized" | pcs | 2,58 | Pipe brackets and supports | 215
438935 | 3232008 | "Pipe holder M8 1"" 32-35 galvanized" | pcs | 2,69 | Pipe brackets and supports | 215
438925 | 3232004 | "Pipe holder M8 1/2"" 20-23 galvanized" | pcs | 2,58 | Pipe brackets and supports | 215
438945 | 3232012 | "Pipe holder M8 1 1/2"" 47-51 galvanized" | pcs | 2,96 | Pipe brackets and supports | 215
439095 | 3232042 | "Pipe holder insulated M8 3/8"" 15-19 galvanized" | pcs | 3,52 | Pipe brackets and supports | 215
439155 | 3232055 | Pipe holder insulated M8 64mm 60-64 galvanized | pcs | 5,86 | Pipe brackets and supports | 215
439160 | 3232063 | Pipe holder insulated M8/10 160mm 159-163 galvaniz | pcs | 11,20 | Pipe brackets and supports | 215
439120 | 3232050 | "Pipe holder insulated M8 1 1/4"" 40-43 galvanized | pcs | 4,74 | Pipe brackets and supports | 215
439145 | 3232064 | "Pipe holder insulated M8/10 6"" 165-169 galvanize | pcs | 13,78 | Pipe brackets and supports | 215
439110 | 3232048 | "Pipe holder insulated M8 1"" 32-35 galvanized" | pcs | 4,63 | Pipe brackets and supports | 215
439115 | 3232052 | "Pipe holder insulated M8 1 1/2"" 44-49 galvanized | pcs | 4,59 | Pipe brackets and supports | 215
439150 | 3232053 | Pipe holder insulated M8 54mm 50-56 galvanized | pcs | 5,38 | Pipe brackets and supports | 215
439100 | 3232044 | "Pipe holder insulated M8 1/2"" 21-23 galvanized" | pcs | 1,68 | Pipe brackets and supports | 215
439140 | 3232060 | "Pipe holder insulated M8/10 4"" 108-114 galvanize | pcs | 8,94 | Pipe brackets and supports | 215
439090 | 3232040 | "Pipe holder insulated M8 1/4"" 10-14 galvanized" | pcs | 3,30 | Pipe brackets and supports | 215 | 6415895121206
439135 | 3232058 | "Pipe holder insulated M8/10 3"" 83-91 galvanized" | pcs | 8,00 | Pipe brackets and supports | 215
439125 | 3232054 | "Pipe holder insulated M8 2"" 57-61 galvanized" | pcs | 5,70 | Pipe brackets and supports | 215
439105 | 3232046 | "Pipe holder insulated M8 3/4"" 25-28 galvanized" | pcs | 1,79 | Pipe brackets and supports | 215
439130 | 3232056 | "Pipe holder insulated M8/10 2 1/2"" 74-80 galvani | pcs | 5,70 | Pipe brackets and supports | 215
439456 | 3225617 | Pipe holder C-MAX 16-20 M8/M10 | pcs | 2,30 | Pipe brackets and supports | 215 | 6415832256176
439460 | 3225621 | Pipe holder C-MAX 40-43 M8/M10 | pcs | 3,22 | Pipe brackets and supports | 215 | 6415832256213
439457 | 3225618 | Pipe holder C-MAX 21-24 M8/M10 | pcs | 2,75 | Pipe brackets and supports | 215 | 6415832256183
439462 | 3225623 | Pipe holder C-MAX 58-64 M8/M10 | pcs | 4,20 | Pipe brackets and supports | 215 | 6415832256237
439458 | 3225619 | Pipe holder C-MAX 25-28 M8/M10 | pcs | 2,94 | Pipe brackets and supports | 215 | 6415832256190
439455 | 3225616 | Pipe holder C-MAX 12-16 M8/M10 | pcs | 2,24 | Pipe brackets and supports | 215 | 6415832256169
439459 | 3225620 | Pipe holder C-MAX 32-35 M8/M10 | pcs | 3,01 | Pipe brackets and supports | 215 | 6415832256206
439461 | 3225622 | Pipe holder C-MAX 48-54 M8/M10 | pcs | 3,36 | Pipe brackets and supports | 215 | 6415832256220
438045 | 3224426 | Falu clamp 16/20mm alpex/cu 2-os 60c-c chrom | pcs | 9,79 | Pipe brackets and supports | 215
438035 | 3224427 | Falu clamp 16/20mm 2-os 40c-c chrom | pcs | 9,90 | Pipe brackets and supports | 215
438055 | 3224425 | Falu clamp 16/20mm alpex/cu Minisnap chrom | pcs | 7,19 | Pipe brackets and supports | 215
437909 | 3221834 | C-bracket M8*12 mm | pcs | 2,09 | Pipe brackets and supports | 215
438867 | 3215640 | Quick lock M8125mm (27/15 and 27/25) | pcs | 5,00 | Pipe brackets and supports | 215 | 6415832156407
438865 | 3215638 | Quick lock M835mm (27/15 and 27/25) | pcs | 3,92 | Pipe brackets and supports | 215
438866 | 3215639 | Quick lock M8*75mm (27/15 and 27/25) | pcs | 4,52 | Pipe brackets and supports | 215 | 6415832156391
438855 | 3215604 | Quick assembly bracket M8 (27/15 and 27/25) | pcs | 4,93 | Pipe brackets and supports | 215
437925 | 3221332 | "C-holder M8 1"" 32-35 mm" | pcs | 2,35 | Pipe brackets and supports | 215
437910 | 3221322 | "C-holder M8 1/4"" 10-14 mm" | pcs | 1,90 | Pipe brackets and supports | 215
437930 | 3221334 | "C-holder M8 1 1/4"" 40-43 mm" | pcs | 2,69 | Pipe brackets and supports | 215
437920 | 3221326 | "C-holder M8 3/8"" 15-19 mm" | pcs | 1,90 | Pipe brackets and supports | 215
437915 | 3221330 | "C-holder M8 3/4"" 25-28 mm" | pcs | 2,24 | Pipe brackets and supports | 215
437905 | 3221328 | "C-holder M8 1/2"" 20-23 mm" | pcs | 2,02 | Pipe brackets and supports | 215
437935 | 3221338 | C-holder M8 54 50-55 mm | pcs | 3,24 | Pipe brackets and supports | 215
440261 | 3219150 | Cast support fischer 50-125mm 150/pac | pcs | 2,00 | Pipe brackets and supports | 215 | 4048962150476
440254 | 3219079 | Profile hanger fischer TZH M8 25/pac | pcs | 5,50 | Pipe brackets and supports | 215 | 4006209798256
440255 | 3219080 | Profile hanger fischer TZH M10 25/pac | pcs | 5,54 | Pipe brackets and supports | 215 | 4006209798263
440414 | 3219119 | Double clamp with rubber fischer 10-12mm 10/pac | pcs | 5,94 | Pipe brackets and supports | 215 | 4048962144796
440415 | 3219154 | Double clamp with rubber fischer 15mm 10/pac | pcs | 5,22 | Pipe brackets and supports | 215 | 4048962172317
440416 | 3219120 | Double clamp with rubber fischer DN10 10/pac | pcs | 4,44 | Pipe brackets and supports | 215 | 4048962144802
440417 | 3219121 | Double clamp with rubber fischer DN15 10/pac | pcs | 4,55 | Pipe brackets and supports | 215 | 4048962144819
440418 | 3219122 | Double clamp with rubber fischer DN20 10/pac | pcs | 5,40 | Pipe brackets and supports | 215 | 4048962144826
440419 | 3233554 | Double clamp with rubber fischer DN25 5/pac | pcs | 5,75 | Pipe brackets and supports | 215 | 4048962284980
440407 | 3233551 | Double clamp fischer 12mm 10/pac | pcs | 4,05 | Pipe brackets and supports | 215 | 4048962284959
440408 | 3219115 | Double clamp fischer 15mm 10/pac | pcs | 4,42 | Pipe brackets and supports | 215 | 4048962144758
440409 | 3219116 | Double clamp fischer DN10 10/pac | pcs | 4,50 | Pipe brackets and supports | 215 | 4048962144765
440410 | 3219117 | Double clamp fischer DN15 10/pac | pcs | 5,01 | Pipe brackets and supports | 215 | 4048962144772
440411 | 3219118 | Double clamp fischer DN20 10/pac | pcs | 5,45 | Pipe brackets and supports | 215 | 4048962144789
440412 | 3233552 | Double clamp fischer DN25 5/pac | pcs | 5,79 | Pipe brackets and supports | 215 | 4048962284966
440413 | 3233553 | Double clamp fischer DN32 5/pac | pcs | 6,50 | Pipe brackets and supports | 215 | 4048962284973
440376 | 3233500 | "Pipe clamp fischer FTSN M8 3/8"" 15-19mm 100/pac" | pcs | 1,85 | Pipe brackets and supports | 215 | 4048962149708
440377 | 3233501 | "Pipe clamp fischer FTSN M8 1/2"" 21-23mm 100/pac" | pcs | 1,96 | Pipe brackets and supports | 215 | 4048962149715
440378 | 3233502 | "Pipe clamp fischer FTSN M8 3/4"" 26-28mm 100/pac" | pcs | 2,27 | Pipe brackets and supports | 215 | 4048962149722
440379 | 3233503 | "Pipe clamp fischer FTSN M8 1"" 32-35mm 100/pac" | pcs | 2,34 | Pipe brackets and supports | 215 | 4048962149739
440380 | 3233504 | "Pipe clamp fischer FTSN M8 1 1/4"" 40-43mm 50/pac | pcs | 2,70 | Pipe brackets and supports | 215 | 4048962149746
440381 | 3233505 | "Pipe clamp fischer FTSN M8 1 1/2"" 48-56mm 50/pac | pcs | 2,80 | Pipe brackets and supports | 215 | 4048962149753
440363 | 3285836 | Pipe clamp fischer FRSM M12/M16 250mm 10/pac | pcs | 82,66 | Pipe brackets and supports | 215 | 4048962069815
440365 | 3285837 | Pipe clamp fischer FRSM M12/M16 300mm 10/pac | pcs | 100,84 | Pipe brackets and supports | 215 | 4048962069839
440361 | 3219128 | Pipe clamp fischer FTSR M10/12 200-210mm 10/pac | pcs | 11,96 | Pipe brackets and supports | 215 | 4048962149661
440362 | 3219129 | "Pipe clamp fischer FTSR M10/12 8"" 212-220mm 10/p | pcs | 12,61 | Pipe brackets and supports | 215 | 4048962149678
440364 | 3233530 | "Pipe clamp fischer FTSR M10/12 10"" 274mm 10/pac" | pcs | 15,35 | Pipe brackets and supports | 215 | 4048962149692
440322 | 3219082 | Pipe clamp FRS Tripple 15-19 M8/M10 1/2'' 100/pac | pcs | 3,26 | Pipe brackets and supports | 215 | 4048962002003
440323 | 3232968 | Pipe clamp FRS Tripple 21-23 M8/M10 1/2'' 100/pac | pcs | 3,41 | Pipe brackets and supports | 215 | 4048962002010
440324 | 3232969 | Pipe clamp FRS Tripple 26-28 M8/M10 1/2'' 100/pac | pcs | 3,54 | Pipe brackets and supports | 215 | 4048962002027
440325 | 3232970 | Pipe clamp FRS Tripple 32-35 M8/M10 1/2'' 100/pac | pcs | 3,62 | Pipe brackets and supports | 215 | 4048962002034
440326 | 3232971 | Pipe clamp FRS Tripple 40-43 M8/M10 1/2'' 50/pac | pcs | 3,92 | Pipe brackets and supports | 215 | 4048962002041
440327 | 3232972 | Pipe clamp FRS Tripple 48-56 M8/M10 1/2'' 50/pac | pcs | 4,14 | Pipe brackets and supports | 215 | 4048962002058
440328 | 3232973 | Pipe clamp FRS Tripple 57-62 M8/M10 1/2'' 50/pac | pcs | 4,40 | Pipe brackets and supports | 215 | 4048962002065
440329 | 3232974 | Pipe clamp FRS Tripple 63-70 M8/M10 1/2'' 25/pac | pcs | 4,56 | Pipe brackets and supports | 215 | 4048962002072
440330 | 3232975 | Pipe clamp FRS Tripple 75-83 M8/M10 1/2'' 25/pac | pcs | 5,36 | Pipe brackets and supports | 215 | 4048962002089
440331 | 3232976 | Pipe clamp FRS Tripple 83-91 M8/M10 1/2'' 25/pac | pcs | 5,64 | Pipe brackets and supports | 215 | 4048962002096
440530 |  | "Pipe clamp Fischer FRS Triple 100-105 M8/M10 1/2" | pcs | 6,38 | Pipe brackets and supports | 215 | 4048962002102
440332 | 3232977 | Pipe clamp FRS Tripple 108-114 M8/M10 1/2'' 10/pac | pcs | 7,40 | Pipe brackets and supports | 215 | 4048962002119
440531 |  | "Pipe clamp Fischer FRS Triple 115-125 M8/M10 1/2" | pcs | 7,51 | Pipe brackets and supports | 215 | 4048962002126
440532 |  | "Pipe clamp Fischer FRS Triple 127-135 M8/M10 1/2" | pcs | 7,96 | Pipe brackets and supports | 215 | 4048962002133
440333 | 3232978 | Pipe clamp FRS Tripple 135-140 M8/M10 1/2'' 10/pac | pcs | 8,20 | Pipe brackets and supports | 215 | 4048962002140
440334 | 3232979 | Pipe clamp FRS Tripple 159-169 M8/M10 1/2'' 10/pac | pcs | 9,10 | Pipe brackets and supports | 215 | 4048962002157
440533 |  | "Pipe clamp Fischer FRSN Triple 15-19 M8/M10/1/2"" | pcs | 3,25 | Pipe brackets and supports | 215 | 4048962002164
440534 |  | "Pipe clamp Fischer FRSN Triple 21-23 M8/M10/1/2"" | pcs | 3,32 | Pipe brackets and supports | 215 | 4048962002171
440535 |  | "Pipe clamp Fischer FRSN Triple 26-28 M8/M10/1/2"" | pcs | 3,39 | Pipe brackets and supports | 215 | 4048962002188
440536 |  | "Pipe clamp Fischer FRSN Triple 32-35 M8/M10/1/2"" | pcs | 3,41 | Pipe brackets and supports | 215 | 4048962002195
440537 |  | "Pipe clamp Fischer FRSN Triple 40-43 M8/M10/1/2"" | pcs | 3,81 | Pipe brackets and supports | 215 | 4048962002201
440538 |  | "Pipe clamp Fischer FRSN Triple 48-56 M8/M10/1/2"" | pcs | 3,94 | Pipe brackets and supports | 215 | 4048962002218
440539 |  | "Pipe clamp Fischer FRSN Triple 57-62 M8/M10/1/2"" | pcs | 4,04 | Pipe brackets and supports | 215 | 4048962002225
440540 |  | "Pipe clamp Fischer FRSN Triple 63-70 M8/M10/1/2"" | pcs | 4,43 | Pipe brackets and supports | 215 | 4048962002232
440541 |  | "Pipe clamp Fischer FRSN Triple 74-80 M8/M10/1/2"" | pcs | 4,51 | Pipe brackets and supports | 215 | 4048962002249
440542 |  | "Pipe clamp Fischer FRSN Triple 83-91 M8/M10/1/2"" | pcs | 5,38 | Pipe brackets and supports | 215 | 4048962002256
440543 |  | "Pipe clamp Fischer FRSN Triple 100-105 M8/M10/1/2 | pcs | 6,07 | Pipe brackets and supports | 215 | 4048962002263
440544 |  | "Pipe clamp Fischer FRSN Triple 108-114 M8/M10/1/2 | pcs | 6,70 | Pipe brackets and supports | 215 | 4048962002270
440382 | 3233506 | "Pipe clamp fischer FTSN M8/10 2"" 57-64mm 50/pac" | pcs | 3,35 | Pipe brackets and supports | 215 | 4048962149760
440383 | 3233507 | "Pipe clamp fischer FTSN M8/10 2 1/2"" 74-80 25/pa | pcs | 3,50 | Pipe brackets and supports | 215 | 4048962149777
440384 | 3233508 | "Pipe clamp fischer FTSN M8/10 3"" 83-91mm 25/pac" | pcs | 4,20 | Pipe brackets and supports | 215 | 4048962149784
440385 | 3233509 | "Pipe clamp fischer FTSN M8/10 4"" 108-114mm 20/pa | pcs | 4,35 | Pipe brackets and supports | 215 | 4048962149791
440386 | 3233510 | "Pipe clamp fischer FTSN M8/10 5"" 140-144mm 15/pa | pcs | 4,95 | Pipe brackets and supports | 215 | 4048962149807
440387 | 3233511 | "Pipe clamp fischer FTSN M8/10 6"" 159-169mm 10/pa | pcs | 5,50 | Pipe brackets and supports | 215 | 4048962149814
440388 | 3233512 | Pipe clamp fischer FTSN M10/12 200-210mm 10/pac | pcs | 10,31 | Pipe brackets and supports | 215 | 4048962149821
440389 | 3219131 | "Pipe clamp fischer FTSN M10/12 8"" 212-220mm 10/p | pcs | 10,85 | Pipe brackets and supports | 215 | 4048962149838
440390 | 3219132 | Pipe clamp fischer FTSN M10/12 250mm 10/pac | pcs | 12,00 | Pipe brackets and supports | 215 | 4048962149845
440335 | 3285057 | Pipe clamp fischer FRS-L 12-15 M8/M10 25/pac | pcs | 2,05 | Pipe brackets and supports | 215 | 4048962269567
440336 | 3285058 | Pipe clamp fischer FRS-L 15-19 M8/M10 25/pac | pcs | 2,10 | Pipe brackets and supports | 215 | 4048962269574
440337 | 3285059 | Pipe clamp fischer FRS-L 20-24 M8/M10 25/pac | pcs | 2,20 | Pipe brackets and supports | 215 | 4048962269581
440338 | 3285060 | Pipe clamp fischer FRS-L 25-30 M8/M10 25/pac | pcs | 2,25 | Pipe brackets and supports | 215 | 4048962269598
440339 | 3285061 | Pipe clamp fischer FRS-L 31-37 M8/M10 25/pac | pcs | 2,35 | Pipe brackets and supports | 215 | 4048962269604
440340 | 3285062 | Pipe clamp fischer FRS-L 38-45 M8/M10 25/pac | pcs | 2,60 | Pipe brackets and supports | 215 | 4048962269611
440341 | 3285063 | Pipe clamp fischer FRS-L 46-52 M8/M10 25/pac | pcs | 2,80 | Pipe brackets and supports | 215 | 4048962269628
440342 | 3285064 | Pipe clamp fischer FRS-L 53-59 M8/M10 25/pac | pcs | 2,95 | Pipe brackets and supports | 215 | 4048962269635
440343 | 3285065 | Pipe clamp fischer FRS-L 60-66 M8/M10 10/pac | pcs | 3,10 | Pipe brackets and supports | 215 | 4048962269642
440344 | 3285066 | Pipe clamp fischer FRS-L 67-75 M8/M10 10/pac | pcs | 4,29 | Pipe brackets and supports | 215 | 4048962269659
440345 | 3285067 | Pipe clamp fischer FRS-L 76-84 M8/M10 10/pac | pcs | 5,20 | Pipe brackets and supports | 215 | 4048962269666
440346 | 3285068 | Pipe clamp fischer FRS-L 85-93 M8/M10 10/pac | pcs | 5,52 | Pipe brackets and supports | 215 | 4048962269673
440347 | 3285070 | Pipe clamp fischer FRS-L 110-119 M8/M10 10/pac | pcs | 6,13 | Pipe brackets and supports | 215 | 4048962269703
440348 | 3285075 | Pipe clamp fischer FRS-L 156-163 M8/M10 5/pac | pcs | 15,10 | Pipe brackets and supports | 215 | 4048962317862
440349 | 3285921 | Pipe clamp fischer FTSR M8 3/8'' 15-19mm 100/pac | pcs | 1,46 | Pipe brackets and supports | 215 | 4048962149548
440350 | 3285922 | Pipe clamp insulated fischer FTSR M8 1/2'' 100/pac | pcs | 1,67 | Pipe brackets and supports | 215 | 4048962149555
440351 | 3285923 | Pipe clamp fischer FTSR M8 3/4'' 26-28mm 100/pac | pcs | 1,86 | Pipe brackets and supports | 215 | 4048962149562
440352 | 3285924 | "Pipe clamp fischer FTSR M8 1"" 32-35mm 100/pac" | pcs | 1,96 | Pipe brackets and supports | 215 | 4048962149579
440353 | 3285925 | "Pipe clamp fischer FTSR M8 1 1/4"" 40-43mm 50/pac | pcs | 2,15 | Pipe brackets and supports | 215 | 4048962149586
440354 | 3285926 | "Pipe clamp fischer FTSR M8 1 1/2"" 48-56mm 50/pac | pcs | 2,20 | Pipe brackets and supports | 215 | 4048962149593
440355 | 3285927 | "Pipe clamp fischer FTSR M8/10 2"" 57-62mm 50/pac" | pcs | 2,40 | Pipe brackets and supports | 215 | 4048962149609
440356 | 3285928 | "Pipe clamp fischer FTSR M8/10 2 1/2"" 74-80 25/pa | pcs | 3,04 | Pipe brackets and supports | 215 | 4048962149616
440357 | 3285929 | "Pipe clamp fischer FTSR M8/10 3"" 83-91mm 25/pac" | pcs | 3,15 | Pipe brackets and supports | 215 | 4048962149623
440358 | 3285930 | "Pipe clamp fischer FTSR M8/10 4"" 108-114mm 15/pa | pcs | 4,85 | Pipe brackets and supports | 215 | 4048962149630
440359 | 3233580 | "Pipe clamp fischer FTSR M8/10 5"" 133-141mm 10/pa | pcs | 6,02 | Pipe brackets and supports | 215 | 4048962149647
440360 | 3233581 | "Pipe clamp fischer FTSR M8/10 6"" 159-169mm 10/pa | pcs | 6,61 | Pipe brackets and supports | 215 | 4048962149654
440366 | 3233534 | Pipe clamp insulated fischer FGRS 8-11mm 100/pac | pcs | 1,90 | Pipe brackets and supports | 215 | 4048962253788
440367 | 3232901 | Pipe clamp insulated fischer FGRS 12-14mm 100/pac | pcs | 1,90 | Pipe brackets and supports | 215 | 4006209794203
440368 | 3232902 | Pipe clamp insulated fischer FGRS 15-19mm 100/pac | pcs | 1,90 | Pipe brackets and supports | 215 | 4006209794210
440369 | 3232903 | Pipe clamp insulated fischer FGRS 20-24mm 100/pac | pcs | 2,02 | Pipe brackets and supports | 215 | 4006209794227
440370 | 3232904 | Pipe clamp insulated fischer FGRS 25-30mm 100/pac | pcs | 2,24 | Pipe brackets and supports | 215 | 4006209794234
440371 | 3232905 | Pipe clamp insulated fischer FGRS 32-37mm 100/pac | pcs | 2,35 | Pipe brackets and supports | 215 | 4006209794241
440372 | 3232906 | Pipe clamp insulated fischer FGRS 40-44mm 50/pac | pcs | 2,70 | Pipe brackets and supports | 215 | 4006209794258
440373 | 3232907 | Pipe clamp insulated fischer FGRS 45-50mm 50/pac | pcs | 3,17 | Pipe brackets and supports | 215 | 4006209794265
440374 | 3232908 | Pipe clamp insulated fischer FGRS 50-55mm 50/pac | pcs | 3,70 | Pipe brackets and supports | 215 | 4006209794272
440375 | 3232909 | Pipe clamp insulated fischer FGRS 56-63mm 50/pac | pcs | 3,86 | Pipe brackets and supports | 215 | 4006209794289
440391 | 3219155 | "Heavy duty pipe clamp fischer FTSN 2 1/2"" 3/4""" | pcs | 14,58 | Pipe brackets and supports | 215 | 4048962173994
440392 | 3219156 | "Heavy duty pipe clamp fischer FTSN 3"" 3/4"" 1pcs | pcs | 17,83 | Pipe brackets and supports | 215 | 4048962174007
440393 | 3219141 | "Heavy duty pipe clamp fischer FTSN 4"" 108-114 3/ | pcs | 10,36 | Pipe brackets and supports | 215 | 4048962149937
440394 | 3219142 | "Heavy duty pipe clamp fischer FTSN 5"" 135-140 3/ | pcs | 12,20 | Pipe brackets and supports | 215 | 4048962149944
440395 | 3219143 | "Heavy duty pipe clamp fischer FTSN 6"" 158-169 3/ | pcs | 15,95 | Pipe brackets and supports | 215 | 4048962149951
440396 | 3219144 | "Heavy duty pipe clamp fischer FTSN 200-210mm 3/4" | pcs | 51,08 | Pipe brackets and supports | 215 | 4048962149968
440397 | 3219145 | "Heavy duty pipe clamp fischer FTSN 212-220mm 3/4" | pcs | 53,58 | Pipe brackets and supports | 215 | 4048962149975
440398 | 3219146 | "Heavy duty pipe clamp fischer FTSN 250mm 3/4"" 1p | pcs | 63,00 | Pipe brackets and supports | 215 | 4048962149982
440399 | 3219157 | "Heavy duty pipe clamp FTSR 2 1/2"", 3/4"" 1pcs" | pcs | 19,31 | Pipe brackets and supports | 215 | 4048962174014
440400 | 3219158 | "Heavy duty pipe clamp fischer FTSR 3"", 3/4"" 1pc | pcs | 19,69 | Pipe brackets and supports | 215 | 4048962174021
440401 | 3219134 | "Heavy duty pipe clamp FTSR 4"" 108-114mm 3/4"" 1p | pcs | 11,23 | Pipe brackets and supports | 215 | 4048962149869
440402 | 3219135 | "Heavy duty pipe clamp FTSR 5"" 133-140mm 3/4"" 1p | pcs | 13,45 | Pipe brackets and supports | 215 | 4048962149876
440403 | 3219136 | "Heavy duty pipe clamp FTSR 6"" 159-169mm 3/4"" 1p | pcs | 15,55 | Pipe brackets and supports | 215 | 4048962149883
440404 | 3219137 | "Heavy duty pipe clamp FTSR 200-210mm 3/4"" 1pcs" | pcs | 52,00 | Pipe brackets and supports | 215 | 4048962149890
440405 | 3219138 | "Heavy duty pipe clamp FTSR 8"" 212-220mm 3/4"" 1p | pcs | 54,92 | Pipe brackets and supports | 215 | 4048962149906
440406 | 3219139 | "Heavy duty pipe clamp fischer FTSR 250mm 3/4"" 1p | pcs | 67,00 | Pipe brackets and supports | 215 | 4048962149913
440421 | 3233542 | "Pipe clamp fischer FTSN M8 3/8"" 15-19 A4 1pcs" | pcs | 5,55 | Pipe brackets and supports | 215 | 4048962284867
440422 | 3233543 | "Pipe clamp fischer FTSN M8 1/2"" 21-23 A4 1pcs" | pcs | 5,63 | Pipe brackets and supports | 215 | 4048962284874
440423 | 3233544 | "Pipe clamp fischer FTSN M8 3/4"" 25-28 A4 1pcs" | pcs | 5,96 | Pipe brackets and supports | 215 | 4048962284881
440424 | 3233545 | "Pipe clamp fischer FTSN M8 1"" 32-36 A4 1pcs" | pcs | 6,17 | Pipe brackets and supports | 215 | 4048962284898
440425 | 3233546 | "Pipe clamp fischer FTSN M8 1 1/4"" 38-43 A4 1pcs" | pcs | 6,73 | Pipe brackets and supports | 215 | 4048962284904
440426 | 3219096 | "Pipe clamp fischer FTSN M8/M10 1 1/2"" 47-51 A4 1 | pcs | 7,70 | Pipe brackets and supports | 215 | 4048962144123
440427 | 3233548 | Pipe clamp fischer FTSN M8/M10 2'' 57-61mm A4 1pcs | pcs | 10,35 | Pipe brackets and supports | 215 | 4048962284928
440428 | 3232958 | "Pipe clamp fischer FTSN M8/M10 2 1/2"" 75mm A4 1p | pcs | 12,60 | Pipe brackets and supports | 215 | 4048962144130
440429 | 3233549 | "Pipe clamp fischer FTSN M8/M10 3"" 83-91mm A4 1pc | pcs | 12,62 | Pipe brackets and supports | 215 | 4048962284935
440430 | 3232959 | "Pipe clamp fischer FTSN M8/M10 4"" 108-114 A4 1pc | pcs | 21,50 | Pipe brackets and supports | 215 | 4048962144147
440431 | 3232960 | Pipe clamp fischer FTSN M8/M10 160mm A4 1pcs | pcs | 26,05 | Pipe brackets and supports | 215 | 4048962144154
440432 | 3233550 | "Pipe clamp fischer FTSN M8/M10 6"" 164-169mm A4 1 | pcs | 26,77 | Pipe brackets and supports | 215 | 4048962284942
440433 | 3219097 | Pipe clamp fischer FTSN M10 200-210mm A4 1pcs | pcs | 42,20 | Pipe brackets and supports | 215 | 4048962144161
440434 | 3219098 | "Pipe clamp fischer FTSN M10 8"" A4 1pcs" | pcs | 46,02 | Pipe brackets and supports | 215 | 4048962144178
440435 | 3233605 | "Pipe clamp fischer FRS M8/10 3/8"" 15-19mm A4 1pc | pcs | 11,92 | Pipe brackets and supports | 215 | 4048962297263
440436 | 3233606 | "Pipe clamp fischer FRS M8/10 1/2"" 20-24mm A4 1pc | pcs | 12,33 | Pipe brackets and supports | 215 | 4048962297270
440437 | 3233607 | "Pipe clamp fischer FRS M8/10 3/4"" 25-30mm A4 1pc | pcs | 12,58 | Pipe brackets and supports | 215 | 4048962297287
440438 | 3233608 | "Pipe clamp fischer FRS M8/10 1"" 31-38mm A4 1pcs" | pcs | 12,92 | Pipe brackets and supports | 215 | 4048962297294
440439 | 3233609 | "Pipe clamp fischer FRS M8/10 1 1/4"" 40-46 A4 1pc | pcs | 13,33 | Pipe brackets and supports | 215 | 4048962297300
440440 | 3233610 | "Pipe clamp fischer FRS M8/10 1 1/2"" 48-54 A4 1pc | pcs | 13,50 | Pipe brackets and supports | 215 | 4048962297317
440441 | 3233611 | Pipe clamp fischer FRS M8/10 54-59 A4 1pcs | pcs | 13,92 | Pipe brackets and supports | 215 | 4048962297324
440442 | 3233612 | "Pipe clamp fischer FRS M8/10 2"" 60-64 A4 1pcs" | pcs | 14,00 | Pipe brackets and supports | 215 | 4048962297331
440443 | 3233613 | Pipe clamp fischer FRS M8/10 67-71mm A4 1pcs | pcs | 14,17 | Pipe brackets and supports | 215 | 4048962297348
440444 | 3233614 | "Pipe clamp fischer FRS M8/10 2 1/2"" 72-78 A4 1pc | pcs | 19,92 | Pipe brackets and supports | 215 | 4048962297355
440445 | 3233615 | Pipe clamp fischer FRS M8/10 81-86mm A4 1pcs | pcs | 18,58 | Pipe brackets and supports | 215 | 4048962297362
440446 | 3233616 | "Pipe clamp fischer FRS M8/10 3"" 87-92mm A4 1pcs" | pcs | 20,25 | Pipe brackets and supports | 215 | 4048962297379
440447 | 3233617 | Pipe clamp fischer FRS M8/10 95-103mm A4 1pcs | pcs | 25,67 | Pipe brackets and supports | 215 | 4048962297386
440448 | 3233618 | "Pipe clamp fischer FRS M8/10 4"" 102-116mm A4 1pc | pcs | 26,25 | Pipe brackets and supports | 215 | 4048962297393
440449 | 3233619 | Pipe clamp fischer FRS M8/10 121-127mm A4 1pcs | pcs | 27,92 | Pipe brackets and supports | 215 | 4048962297409
440450 | 3233620 | "Pipe clamp fischer FRS M8/10 5"" 133-141mm A4 1pc | pcs | 34,58 | Pipe brackets and supports | 215 | 4048962297416
440451 | 3233621 | "Pipe clamp fischer FRS M8/10 6"" 159-168mm A4 1pc | pcs | 35,58 | Pipe brackets and supports | 215 | 4048962297423
432240 |  | Pipe clamp 10-14mm TC / 45mm 100 pcs/package | pkg | 33,63 | Pipe brackets and supports | 86
438645 | 3246410 | Nut M10 stainless steel | pcs | 1,46 | Nuts | 215
438655 | 3246416 | Nut M16 stainless steel | pcs | 3,11 | Nuts | 215
438660 | 3246420 | Nut M20 stainless steel | pcs | 6,03 | Nuts | 215
438635 | 3246406 | Nut M6 stainless steel | pcs | 0,52 | Nuts | 215
438650 | 3246412 | Nut M12 stainless steel | pcs | 2,01 | Nuts | 215
438640 | 3246408 | Nut M8 stainless steel | pcs | 1,11 | Nuts | 215
439330 | 3230220 | Replacement nut M8/10 sk/uk zinc. | pcs | 1,46 | Nuts | 215
438685 | 3246216 | Nut M16 galvanized | pcs | 0,70 | Nuts | 215
438665 | 3246206 | Nut M6 galvanized | pcs | 0,13 | Nuts | 215
438680 | 3246212 | Nut M12 galvanized | pcs | 0,43 | Nuts | 215
438675 | 3246210 | Nut M10 galvanized | pcs | 0,29 | Nuts | 215
438670 | 3246208 | Nut M8 galvanized | pcs | 0,13 | Nuts | 215
440144 | 3211865 | Hexagonal connector fischer VM M8 A4 1pcs | pcs | 3,33 | Nuts | 215 | 4048962297430
440145 | 3233622 | Hexagonal connector fischer VM M10 A4 1pcs | pcs | 6,33 | Nuts | 215 | 4048962297447
440515 |  | Reduction piece Fischer RD M10/M8 50pcs | pcs | 1,02 | Nuts | 215 | 4006209796924
440516 |  | Reduction piece Fischer RD M12/M10 100pcs | pcs | 2,27 | Nuts | 215 | 4006209796931
440517 |  | Reduction piece Fischer RD M12/M16 50pcs | pcs | 6,61 | Nuts | 215 | 4048962062755
440518 |  | Reduction piece Fischer RD M16/M12 50pcs | pcs | 7,87 | Nuts | 215 | 4048962062779
440905 | 3265332 | Thread tape 12mm x12m | rl | 0,82 | Sealing accessories | 90
440918 | 3265080 | Thread sealing tape Loctite 55 / 160m | pcs | 23,43 | Sealing accessories | 90 | 5010266373751
440885 | 3265105 | Pipe sealant Unipak 65g tube | pcs | 7,83 | Sealing accessories | 90
440890 | 3265107 | Pipe sealant Unipak 250g tube | pcs | 9,99 | Sealing accessories | 90 | 5708923093301
440900 | 3186154 | Thread glue Unitec GT68 50ml | pcs | 29,36 | Sealing accessories | 90
440875 | 3265038 | Linen packing 500g Unipak | pcs | 10,28 | Sealing accessories | 90
440880 | 3265071 | Linen box 80g Unipak | pcs | 6,70 | Sealing accessories | 90 | 5708923096203
440910 | 3265342 | Thread tape 19mm x10m Jumbo PTFE (Teflon) | pcs | 4,53 | Sealing accessories | 90
440920 | 3188603 | Leak detection agent (spray) Multitec 400ml | pcs | 13,24 | Sealing accessories | 90
440915 | 3265375 | Thread rope 175m Uniflon PTFE (teflon) | pcs | 28,27 | Sealing accessories | 90
440895 | 3265112 | Pipe putty 360g can Unipak | pcs | 11,38 | Sealing accessories | 90 | 5708923093004
451340 | 3262259 | SGPS Steel-reinforced EPDM flange seal DN65 | pcs | 12,53 | Gasket plates, flange sealing rings | 274
451345 | 3262260 | SGPS Steel-reinforced EPDM flange gasket DN80 | pcs | 12,95 | Gasket plates, flange sealing rings | 274
451350 | 3262267 | SGPS Steel-reinforced EPDM flange gasket DN100 | pcs | 14,15 | Gasket plates, flange sealing rings | 274
451355 | 3262268 | SGPS Steel-reinforced EPDM flange seal DN125 | pcs | 16,25 | Gasket plates, flange sealing rings | 274
451360 | 3262269 | SGPS Steel-reinforced EPDM flange gasket DN150 | pcs | 19,45 | Gasket plates, flange sealing rings | 274
451365 | 3262270 | SGPS Steel-reinforced EPDM flange gasket DN200 | pcs | 23,90 | Gasket plates, flange sealing rings | 274
451375 | 3262272 | SGPS Steel-reinforced EPDM flange seal DN300 | pcs | 39,50 | Gasket plates, flange sealing rings | 274
451370 | 3262271 | SGPS Steel-reinforced EPDM flange seal DN250 | pcs | 34,25 | Gasket plates, flange sealing rings | 274
440665 |  | DN 15 mass gasket | pcs | 0,46 | Gasket plates, flange sealing rings | 90
440670 |  | DN 20 mass gasket | pcs | 0,52 | Gasket plates, flange sealing rings | 90
440675 |  | DN 25 mass gasket | pcs | 0,46 | Gasket plates, flange sealing rings | 90
440680 |  | DN 32 mass gasket | pcs | 0,46 | Gasket plates, flange sealing rings | 90
440685 |  | DN 40 mass gasket | pcs | 0,57 | Gasket plates, flange sealing rings | 90
440630 |  | DN 15 fiber gasket | pcs | 0,36 | Gasket plates, flange sealing rings | 90
440635 |  | DN 20 fiber gasket | pcs | 0,41 | Gasket plates, flange sealing rings | 90
440715 | 3261004 | Flange gasket DN15 asbestos-free | pcs | 1,23 | Gasket plates, flange sealing rings | 90
440720 | 3261006 | Flange gasket DN20 asbestos-free | pcs | 1,77 | Gasket plates, flange sealing rings | 90
440725 | 3261008 | Flange gasket DN25 asbestos-free | pcs | 1,77 | Gasket plates, flange sealing rings | 90
440730 | 3261010 | Flange gasket DN32 asbestos-free | pcs | 1,90 | Gasket plates, flange sealing rings | 90
440735 | 3261012 | Flange gasket DN40 asbestos-free | pcs | 2,04 | Gasket plates, flange sealing rings | 90
440740 | 3261014 | Flange gasket DN50 asbestos-free | pcs | 6,62 | Gasket plates, flange sealing rings | 90
440745 | 3261016 | Flange gasket DN65 asbestos-free | pcs | 2,65 | Gasket plates, flange sealing rings | 90
440750 | 3261018 | Flange gasket DN80 asbestos-free | pcs | 9,27 | Gasket plates, flange sealing rings | 90
440755 | 3261020 | Flange gasket DN100 asbestos-free | pcs | 19,76 | Gasket plates, flange sealing rings | 90
440760 | 3261022 | Flange gasket DN125 asbestos-free | pcs | 9,70 | Gasket plates, flange sealing rings | 90
440765 | 3261024 | Flange gasket DN150 asbestos-free | pcs | 13,17 | Gasket plates, flange sealing rings | 90
440770 | 3261028 | Flange gasket DN200 asbestos-free | pcs | 14,52 | Gasket plates, flange sealing rings | 90
440775 | 3261030 | Flange gasket DN250 asbestos-free | pcs | 19,48 | Gasket plates, flange sealing rings | 90
440778 | 3261032 | Flange gasket DN300 asbestos-free | pcs | 25,69 | Gasket plates, flange sealing rings | 90
440640 |  | DN 15 rubber gasket | pcs | 0,36 | Gasket plates, flange sealing rings | 90
440645 |  | DN 20 rubber gasket | pcs | 0,41 | Gasket plates, flange sealing rings | 90
440650 |  | DN 25 rubber gasket | pcs | 0,46 | Gasket plates, flange sealing rings | 90
440655 |  | DN 32 rubber gasket | pcs | 0,46 | Gasket plates, flange sealing rings | 90
440660 |  | DN 40 rubber gasket | pcs | 0,57 | Gasket plates, flange sealing rings | 90
440705 |  | Conical seal 32 mm | pcs | 1,24 | Gasket plates, flange sealing rings | 90
440600 |  | DN 15 water meter connection gasket | pcs | 0,46 | Gasket plates, flange sealing rings | 90
440605 |  | DN 20 water meter connection gasket | pcs | 0,57 | Gasket plates, flange sealing rings | 90
440610 |  | DN 25 water meter connection gasket | pcs | 0,67 | Gasket plates, flange sealing rings | 90
440785 |  | Molded gasket 40 IP | pcs | 2,58 | Gasket plates, flange sealing rings | 90
440690 |  | DN 30 bottom valve gasket rubber/cell | pcs | 1,70 | Gasket plates, flange sealing rings | 90
440695 |  | DN 40 bottom valve gasket rubber/cell | pcs | 1,70 | Gasket plates, flange sealing rings | 90
438630 |  | Brass anchor M 10 | pcs | 1,34 | Wedge and impact anchors | 215
438600 | 3252108 | Impact anchor M8 zinc-coated | pcs | 0,90 | Wedge and impact anchors | 215
438585 | 3252310 | Drop-in anchor M 10 stainless steel | pcs | 5,76 | Wedge and impact anchors | 215
438580 |  | Drop-in anchor M 8 stainless steel | pcs | 3,62 | Wedge and impact anchors | 215
440283 | 3252212 | Brass plug fischer MS 8x28 50/pac | bx | 39,75 | Wedge and impact anchors | 215 | 4006209789810
440284 | 3252422 | Brass plug fischer MS 10x32 25/pac | bx | 30,25 | Wedge and impact anchors | 215 | 4006209786611
440281 | 3252226 | Hammerset anchor fischer EA II M8x25 100/pac | bx | 51,60 | Wedge and impact anchors | 215 | 4048962215304
440282 | 3252227 | Hammerset anchor fischer EA II M10x25 50/pac | bx | 32,63 | Wedge and impact anchors | 215 | 4048962215311
440277 | 3252217 | Hammerset anchor fischer EA II M8x30 R A4 100/pac | pcs | 5,68 | Wedge and impact anchors | 215 | 4006209484111
440278 | 3252230 | Hammerset anchor fischer EA II M10x40 R A4 50/pac | pcs | 7,88 | Wedge and impact anchors | 215 | 4006209484142
440548 |  | Hammerset anchor Fischer EA II M11 A4 20pcs | pcs | 17,60 | Wedge and impact anchors | 215 | 4006209484159
440546 |  | Hammerset anchor Fischer EA II M16 R 20pcs | pcs | 7,20 | Wedge and impact anchors | 215 | 4006209484166
490645 |  | Fire protection hose 50mm no ends 20m | m | 7,00 | Water hoses | 226
490600 |  | Air hose 19mm 15bar / a40m | m | 3,96 | Compressed air hoses | 226
490605 |  | Air hose 25mm 15bar / a40m | m | 6,30 | Compressed air hoses | 226
490615 |  | Air hose 50mm 15bar / a40m | m | 18,22 | Compressed air hoses | 226
490625 |  | Air hose 25mm PT flat 30bar / a60m | m | 8,45 | Compressed air hoses | 226
490630 |  | Air hose 52mm PT flat 20bar / a60m | m | 12,75 | Compressed air hoses | 226
490635 |  | Air hose 75mm PT flat 16bar / a60m | m | 18,96 | Compressed air hoses | 226
490650 |  | Drain hose plastic 38mm 50m/rll | m | 3,00 | Drain hoses | 226
490655 |  | Drain hose plastic 50mm 50m/rll | m | 3,50 | Drain hoses | 226
490665 |  | Drain hose plastic 75mm 50m/rll | m | 5,77 | Drain hoses | 226
490670 |  | Drain hose plastic 100mm 50m/rll | m | 8,50 | Drain hoses | 226
490675 |  | Drain hose plastic 150mm 50m/rll | m | 27,70 | Drain hoses | 226
490510 |  | Plastic hose IV 6mm (50 m/rll) | m | 0,74 | Plastic hoses | 226
490515 |  | Plastic hose IV 9mm (50 m/rll) | m | 0,97 | Plastic hoses | 226
490520 |  | Plastic hose IV 12mm (50 m/rll) | m | 1,05 | Plastic hoses | 226
490525 |  | Plastic hose IV 16mm (50 m/rll) | m | 1,43 | Plastic hoses | 226
490545 |  | Plastic hose IV 63mm (50 m/rll) | m | 14,09 | Plastic hoses | 226
490585 |  | Plastic hose PPV 16mm (50 m/rll) | m | 1,40 | Plastic hoses | 226
490595 |  | Plastic hose PPV 25mm (50 m/rll) | m | 3,00 | Plastic hoses | 226
490550 |  | Plastic hose PPK 12mm (50 m/roll) | m | 1,63 | Plastic hoses | 226
490555 |  | Plastic hose PPK 16mm (50 m/rll) | m | 2,40 | Plastic hoses | 226
490560 |  | Plastic hose PPK 19mm (50 m/rll) | m | 2,75 | Plastic hoses | 226
490565 |  | Plastic hose PPK 25mm (50 m/rll) | m | 3,75 | Plastic hoses | 226
490570 |  | Plastic hose PPK 32mm (50 m/rll) | m | 5,32 | Plastic hoses | 226
490795 |  | Claw fitting SKG 13mm cast iron | pcs | 5,25 | Hose connectors | 226
490800 |  | Claw fitting SKG 15mm cast iron | pcs | 5,25 | Hose connectors | 226
490805 |  | Claw fitting SKG 19mm cast iron | pcs | 5,25 | Hose connectors | 226
490810 |  | Claw fitting SKG 25mm cast iron | pcs | 6,00 | Hose connectors | 226
490815 |  | Claw fitting SKG 32mm cast iron | pcs | 8,57 | Hose connectors | 226
491055 |  | "Fire hydrant gasket 3""" | pcs | 8,04 | Hose connectors | 226
490780 |  | "Claw fitting UK 1/2"" cast iron" | pcs | 7,50 | Hose connectors | 226
490785 |  | "Claw fitting UK 3/4"" cast iron" | pcs | 6,86 | Hose connectors | 226
490790 |  | "Claw fitting UK 1"" cast iron" | pcs | 7,86 | Hose connectors | 226
491000 |  | "Fire hydrant fitting SPK 2""/1""" | pcs | 19,61 | Hose connectors | 226
491005 |  | "Fire hydrant fitting SPK 2""/1 1/2""" | pcs | 19,61 | Hose connectors | 226
491010 |  | "Fire hydrant fitting SPK 2""/2""" | pcs | 19,61 | Hose connectors | 226
491015 |  | "Fire hydrant fitting SPK 3""/3""" | pcs | 35,58 | Hose connectors | 226
490930 |  | "Ball valve 1/2"" SK nickel" | pcs | 9,32 | Hose connectors | 226
490935 |  | "Ball valve 3/4"" SK nickel" | pcs | 12,96 | Hose connectors | 226
490940 |  | "Ball valve 1 1/4"" SK nickel" | pcs | 18,58 | Hose connectors | 226
490945 |  | "Ball valve 1 1/2"" SK nickel" | pcs | 27,91 | Hose connectors | 226
490950 |  | "Ball valve 2"" SK nickel" | pcs | 41,84 | Hose connectors | 226
490955 |  | "Ball valve 3"" SK nickel" | pcs | 137,09 | Hose connectors | 226
490960 |  | "Ball valve 4"" SK nickel" | pcs | 369,39 | Hose connectors | 226
490760 |  | "Claw fitting SK 1/2"" cast iron" | pcs | 6,43 | Hose connectors | 226
490765 |  | "Claw fitting SK 3/4"" cast iron" | pcs | 6,43 | Hose connectors | 226
490770 |  | "Claw fitting SK 1"" cast iron" | pcs | 6,57 | Hose connectors | 226
490775 |  | "Claw fitting SK 1 1/4"" cast iron" | pcs | 11,15 | Hose connectors | 226
491150 |  | Safety pin 34 | pcs | 4,71 | Hose connectors | 226
491155 |  | Safety pin 40 | pcs | 6,00 | Hose connectors | 226
490700 |  | Claw fitting 13mm brass | pcs | 6,04 | Hose connectors | 226
490705 |  | Claw fitting 16mm brass | pcs | 6,61 | Hose connectors | 226
490710 |  | Claw fitting 19mm brass | pcs | 5,76 | Hose connectors | 226
490715 |  | Claw fitting 25mm brass | pcs | 6,04 | Hose connectors | 226
490720 |  | Claw fitting 32mm brass | pcs | 6,43 | Hose connectors | 226
491020 |  | "Fire hydrant fitting UPK 2""/1""" | pcs | 19,61 | Hose connectors | 226
491025 |  | "Fire hydrant fitting UPK 2""/1 1/2""" | pcs | 19,61 | Hose connectors | 226
491030 |  | "Fire hydrant fitting UPK 2""/2""" | pcs | 19,61 | Hose connectors | 226
491035 |  | "Fire hydrant fitting UPK 3""/3""" | pcs | 37,93 | Hose connectors | 226
436235 | 2932413 | Hose nipple 3/8x13mm UK/brass | pcs | 4,18 | Hose connectors | 88
436240 | 2932513 | Hose nipple 1/2x13mm UK/brass | pcs | 5,40 | Hose connectors | 88
436245 | 2932516 | Hose nipple 1/2x16mm UK/brass | pcs | 5,53 | Hose connectors | 88
436250 | 2932519 | Hose nipple 1/2x19mm UK/brass | pcs | 4,12 | Hose connectors | 88
436255 | 2932613 | Hose nipple 3/4x13mm UK/brass | pcs | 6,49 | Hose connectors | 88
436260 | 2932616 | Hose nipple 3/4x16mm UK/brass | pcs | 7,00 | Hose connectors | 88
436265 | 2932619 | Hose nipple 3/4x19mm UK/brass | pcs | 6,30 | Hose connectors | 88
436270 | 2932621 | Hose nipple 3/4x25mm UK/brass | pcs | 8,04 | Hose connectors | 88
436275 | 2932625 | "Hose nipple 1""x25mm UK/brass" | pcs | 10,61 | Hose connectors | 88
436280 | 2932627 | "Hose nipple 1""x32mm UK/brass" | pcs | 19,93 | Hose connectors | 88
490725 |  | "Claw fitting 1/2"" SPK brass" | pcs | 5,71 | Hose connectors | 226
490730 |  | "Claw fitting 3/4"" SPK brass" | pcs | 5,95 | Hose connectors | 226
490735 |  | "Claw fitting 1"" SPK brass" | pcs | 6,06 | Hose connectors | 226
436220 | 2932115 | Hose connector 1/2x13mm SK/brass | pcs | 7,90 | Hose connectors | 88
436225 | 2932119 | Hose connector 3/4x16mm SK/brass | pcs | 10,40 | Hose connectors | 88
436230 | 2932120 | Hose connector 3/4x19mm SK/brass | pcs | 11,05 | Hose connectors | 88
491060 |  | Pa-ri clamp 40-50 | pcs | 5,79 | Hose connectors | 226
491065 |  | Pa-ri clamp 50-60 | pcs | 5,90 | Hose connectors | 226
491070 |  | Pa-ri clamp 55-65 | pcs | 5,90 | Hose connectors | 226
491075 |  | Pa-ri clamp 70-80 | pcs | 6,00 | Hose connectors | 226
491080 |  | Pa-ri clamp 80-90 | pcs | 6,00 | Hose connectors | 226
491085 |  | Pa-ri clamp 100-110 | pcs | 6,64 | Hose connectors | 226
491090 |  | Pa-ri clamp 105-115 | pcs | 6,64 | Hose connectors | 226
491105 |  | Pin 22-29 | pcs | 3,01 | Hose connectors | 226
491110 |  | Pin 28-34 | pcs | 3,01 | Hose connectors | 226
491120 |  | Pin 39-49 | pcs | 5,36 | Hose connectors | 226
491125 |  | Pin 48-60 | pcs | 6,64 | Hose connectors | 226
491130 |  | Pin 60-76 | pcs | 8,36 | Hose connectors | 226
491135 |  | Pin 77-94 | pcs | 12,22 | Hose connectors | 226
490740 |  | "Claw fitting 1/2"" UPK brass" | pcs | 4,13 | Hose connectors | 226
490745 |  | "Claw fitting 3/4"" UPK brass" | pcs | 6,26 | Hose connectors | 226
490750 |  | "Claw fitting 1"" UPK brass" | pcs | 6,50 | Hose connectors | 226
490755 |  | "Claw fitting 1 1/4"" UPK brass" | pcs | 4,71 | Hose connectors | 226
491040 |  | "Fire hydrant reducer fitting 3""/2""" | pcs | 61,19 | Hose connectors | 226
491045 |  | "Fire hydrant reducer fitting 4""/3""" | pcs | 134,27 | Hose connectors | 226
490965 |  | "Fire hydrant fitting KAR 2""/19mm" | pcs | 24,64 | Hose connectors | 226
490970 |  | "Fire hydrant fitting KAR 2""/25mm" | pcs | 16,18 | Hose connectors | 226
490975 |  | "Fire hydrant fitting KAR 2""/38mm" | pcs | 14,26 | Hose connectors | 226
490980 |  | "Fire hydrant fitting KAR 2""/50mm" | pcs | 14,26 | Hose connectors | 226
490985 |  | "Fire hydrant fitting KAR 3""/63mm" | pcs | 46,51 | Hose connectors | 226
490990 |  | "Fire hydrant fitting KAR 3""/75mm" | pcs | 33,55 | Hose connectors | 226
490995 |  | "Fire hydrant fitting KAR 4""/100mm" | pcs | 71,05 | Hose connectors | 226
490925 |  | Seal for brass coupler | pcs | 0,74 | Hose connectors | 226
490820 |  | Hose clamp 8-14mm zinc | pcs | 0,86 | Hose connectors | 226
490825 |  | Hose clamp 11-17mm zinc | pcs | 0,86 | Hose connectors | 226
490830 |  | Hose clamp 13-20mm zinc | pcs | 0,86 | Hose connectors | 226
490835 |  | Hose clamp 15-24mm zinc | pcs | 0,99 | Hose connectors | 226
490840 |  | Hose clamp 19-28mm zinc | pcs | 0,86 | Hose connectors | 226
490845 |  | Hose clamp 22-32mm zinc | pcs | 1,17 | Hose connectors | 226
490850 |  | Hose clamp 26-38mm zinc | pcs | 1,10 | Hose connectors | 226
490855 |  | Hose clamp 32-44mm zinc | pcs | 1,07 | Hose connectors | 226
490860 |  | Hose clamp 38-50mm zinc | pcs | 1,07 | Hose connectors | 226
490865 |  | Hose clamp 44-56mm zinc | pcs | 1,40 | Hose connectors | 226
490870 |  | Hose clamp 50-65mm zinc | pcs | 1,29 | Hose connectors | 226
490875 |  | Hose clamp 58-75mm zinc | pcs | 1,40 | Hose connectors | 226
490880 |  | Hose clamp 68-85mm zinc | pcs | 1,70 | Hose connectors | 226
490890 |  | Hose clamp 87-112mm zinc | pcs | 1,71 | Hose connectors | 226
490895 |  | Hose clamp 103-138mm zinc | pcs | 1,97 | Hose connectors | 226
490900 |  | Hose clamp 130-165mm zinc | pcs | 2,45 | Hose connectors | 226
436205 | 2932056 | Hose extension 16mm brass | pcs | 7,90 | Hose connectors | 88
436210 | 2932057 | Hose extension 19mm brass | pcs | 8,74 | Hose connectors | 88
436215 | 2932058 | Hose extension 25mm brass | pcs | 10,02 | Hose connectors | 88
436285 |  | Rain catcher, round, grey | pcs | 29,05 | Irrigation accessories | 88
436290 | 2934091 | Water post key 8x8mm | pcs | 8,33 | Irrigation accessories | 88
436295 |  | Water post key 12x12mm | pcs | 21,17 | Irrigation accessories | 88
491320 |  | Shower nozzle Pesukarhu 13mm | pcs | 109,00 | Irrigation accessories | 226
491095 |  | Shower nozzle Pesukarhu 19mm | pcs | 109,00 | Irrigation accessories | 226
491100 |  | Shower nozzle Pesukarhu 25mm | pcs | 118,00 | Irrigation accessories | 226
490586 |  | Plastic hose Eco 16mm gray 50m/roll | m | 1,70 | Irrigation accessories | 226
490591 |  | Plastic hose Eco 19mm gray 50m/roll | m | 2,40 | Irrigation accessories | 226
490596 |  | Plastic hose Eco 25mm grey 50m/rll | m | 3,50 | Irrigation accessories | 226
150781 | 8336147 | Ventilation mat Rockwool Klimarock 50mm 1x7m 7m2 | m2 | 18,70 | Wool | 156 | 7050780642085
150782 | 8336148 | Ventilation mat Rockwool Klimarock 100mm 1x4m 4m2 | m2 | 27,80 | Wool | 156 | 7050780642115
150785 | 8336118 | Fireproof mat Rockwool EI30 50mm 4,5m2 | m2 | 44,90 | Wool | 156 | 7050780621370
150786 | 8336156 | Rockwool Conlit Firemat EI60 70mm 2,5m2 | m2 | 53,90 | Wool | 156 | 7050780663486
150787 | 8336124 | Fireproof mat Rockwool EI60 80mm 2,5m2 | m2 | 59,95 | Wool | 156
150788 | 8336142 | Fireproof mat Rockwool EI120 100mm 2,2m2 | m2 | 69,95 | Wool | 156 | 7050780620823
151429 |  | IV fire protection board Knauf EI30 60mm 600x1000 | m2 | 45,00 | Wool | 214
151411 | 8336809 | IV fire protection grid Knauf EI60 80mm 900x3000 2 | m2 | 52,27 | Wool | 214 | 5056376637703
151431 |  | IV fire protection board Knauf EI60 60mm 600x1000 | m2 | 48,50 | Wool | 214
151413 | 8336810 | IV fire protection grid Knauf EI120 100mm 900x2500 | m2 | 61,27 | Wool | 214 | 5056376632142
151415 | 8336811 | Lamella mat Knauf Alu 25mm 1200x8000 9,6m2 | m2 | 15,63 | Wool | 214 | 8581760163058
151417 | 8336812 | Lamella mat Knauf Alu 30mm 1200x8000 9,6m2 | m2 | 16,03 | Wool | 214 | 8581760163164
151419 | 8336813 | Lamella mat Knauf Alu 50mm 1200x5000 6m2 | m2 | 19,77 | Wool | 214 | 8581760163195
151421 | 8336814 | Lamella mat Knauf Alu 100mm 1200x2500 3m2 | m2 | 33,30 | Wool | 214 | 8581760163225
151407 | 8336808 | IV fire protection grid mat Knauf EI30 40mm 900x50 | m2 | 36,97 | Wool | 214 | 5056376680785
151409 |  | IV fire protection grid mat Knauf EI30 60mm 900x35 | m2 | 45,63 | Wool | 214 | 5056376678010
151423 |  | Ventilation mat Knauf RL 30mm 1200x1100 13.2m2 | m2 | 14,40 | Wool | 214
151425 |  | Ventilation mat Knauf RL 50mm 1200x6700 8.04m2 | m2 | 16,53 | Wool | 214
151427 |  | Ventilation mat Knauf RL 100mm 1200x3300 3.96m2 | m2 | 26,30 | Wool | 214
150921 |  | Plastic-coated HVAC insulation sock 200mm, 100mm x | pcs | 245,00 | Channel insulators | 214
150915 |  | Plastic-coated HVAC insulation sock 100mm, 100mm x | pcs | 165,00 | Channel insulators | 214
150917 |  | Plastic-coated HVAC insulation sock 125mm, 100mm x | pcs | 185,00 | Channel insulators | 214
150919 |  | Plastic-coated HVAC insulation sock 160mm, 100mm x | pcs | 235,00 | Channel insulators | 214
150985 |  | NMC IV-Cellular rubber elbow 100/90°/19 | pcs | 23,10 | Channel insulators | 214
150988 |  | NMC IV-Cellular rubber elbow 125/90°/19 | pcs | 26,67 | Channel insulators | 214
150991 |  | NMC IV-Cellular rubber elbow 160/90°/19 | pcs | 33,18 | Channel insulators | 214
150994 |  | NMC IV-Cellular rubber elbow 200/90°/19 | pcs | 46,94 | Channel insulators | 214
150973 |  | NMC IV-Cellular rubber elbow 100/45°/19 | pcs | 16,59 | Channel insulators | 214
150976 |  | NMC IV-Cellular rubber elbow 125/45°/19 | pcs | 19,53 | Channel insulators | 214
150979 |  | NMC IV-Cellular rubber elbow 160/45°/19 | pcs | 21,42 | Channel insulators | 214
150982 |  | NMC IV-Cellular rubber elbow 200/45°/19 | pcs | 30,03 | Channel insulators | 214
150905 |  | Plastic-coated HVAC insulation sock 100mm, 50mm x | pcs | 69,95 | Channel insulators | 214
150909 |  | Plastic-coated HVAC insulation sock 160mm, 50mm x | pcs | 95,00 | Channel insulators | 214
150911 |  | Plastic-coated HVAC insulation sock 200mm, 50mm x | pcs | 99,95 | Channel insulators | 214
150907 |  | Plastic-coated HVAC insulation sock 125mm, 50mm x | pcs | 79,95 | Channel insulators | 214
150913 |  | Plastic-coated HVAC insulation sock 250mm, 50mm x | pcs | 145,00 | Channel insulators | 214
150375 |  | 169-19-45 IV-insulation elbow K-Flex | pcs | 23,60 | Channel insulators | 214
150476 | 3127611 | Kaiflex STplus roll 13mm (8m2) | m | 21,05 | Cellular rubber | 214
151100 |  | Foam sheet NMC 13mm 11m2, without adhesive | m | 22,10 | Cellular rubber | 214 | 5413256412995
151105 | 3130980 | Foam sheet NMC 19mm 8m2, without adhesive | m | 32,50 | Cellular rubber | 214 | 5413256413015
151110 | 3130981 | Foam sheet NMC 13mm, with adhesive (11m2) | m | 43,00 | Cellular rubber | 214 | 5413256413190
151115 | 3130982 | Foam sheet NMC 19mm, with adhesive (8m2) | m | 53,50 | Cellular rubber | 214 | 5413256413213
505703 | 8103307 | 80 Ventilation duct 3m, spiral seam | m | 17,98 | Spiral ducts | 275 | 4743302100028
505705 | 8103322 | 100 mm ventilation duct 3 m, spiral | m | 13,06 | Spiral ducts | 275 | 4743302100073
505710 | 8103323 | 125 mm ventilation duct 3 m, spiral | m | 14,43 | Spiral ducts | 275 | 4743302100127
505715 | 8103324 | 160 mm ventilation duct 3 m, spiral | m | 18,07 | Spiral ducts | 275 | 4743302100172
505720 | 8103325 | 200 mm ventilation duct 3 m, spiral | m | 23,30 | Spiral ducts | 275 | 4743302100219
505725 | 8103326 | 250 mm ventilation duct 3 m, spiral | m | 29,86 | Spiral ducts | 275 | 4743302100257
505730 | 8103327 | 315 mm ventilation duct 3 m, spiral | m | 35,89 | Spiral ducts | 275 | 4743302100295
505740 | 8103329 | 500 Ventilation duct 3m, spiral seam | m | 80,53 | Spiral ducts | 275 | 4743302100370
505745 | 8103330 | 630 Ventilation duct 3m, spiral seam | m | 102,04 | Spiral ducts | 275 | 7319667686162
506535 | 8100872 | KYN 100 x 15 ventilation-bend | pcs | 10,48 | Curves | 252 | 4743302111321
506540 | 8100873 | KYN 125 x 15 ventilation-bend | pcs | 16,39 | Curves | 252 | 4743302111376
506545 | 8100874 | KYN 160 x 15 ventilation-bend | pcs | 16,76 | Curves | 252 | 4743302111437
506550 | 8100875 | KYN 200 x 15 ventilation-bend | pcs | 21,37 | Curves | 252 | 4743302111499
507190 | 8100876 | KYN 250 x 15 Ventilation bend | pcs | 23,33 | Curves | 252 | 7319662571807
507195 | 8100877 | KYN 315 x 15 Ventilation bend | pcs | 31,71 | Curves | 252 | 7319662571708
507200 | 8100878 | KYN 400 x 15 Ventilation bend | pcs | 40,91 | Curves | 252 | 7319662571654
507205 | 8100879 | KYN 500 x 15 Ventilation bend | pcs | 51,49 | Curves | 252 | 7319662571326
507210 | 8100880 | KYN 630 x 15 Ventilation bend | pcs | 73,99 | Curves | 252 | 7319662571340
506515 | 8100153 | 100 x 30 ventilation bend | pcs | 12,72 | Curves | 252 | 4743302111338
506520 | 8100154 | 125 x 30 ventilation bend | pcs | 14,96 | Curves | 252 | 4743302111383
506525 | 8100155 | 160 x 30 ventilation bend | pcs | 18,23 | Curves | 252 | 4743302111444
506530 | 8100156 | 200 x 30 ventilation bend | pcs | 24,77 | Curves | 252 | 4743302111505
507165 | 8100157 | KYN 250 x 30 Ventilation bend | pcs | 31,13 | Curves | 252 | 7319662571814
507170 | 8100158 | KYN 315 x 30 Ventilation bend | pcs | 39,59 | Curves | 252 | 7319662571715
507175 | 8100159 | KYN 400 x 30 Ventilation bend | pcs | 49,58 | Curves | 252 | 7319662571661
507180 | 8100160 | KYN 500 x 30 Ventilation bend | pcs | 58,19 | Curves | 252 | 7319662571043
507185 | 8100161 | KYN 630 x 30 IV elbow | pcs | 95,23 | Curves | 252 | 7319662571067
506480 | 8100124 | 100 x 45 ventilation bend | pcs | 11,26 | Curves | 252 | 4743302111345
506485 | 8100126 | 125 x 45 ventilation bend | pcs | 11,46 | Curves | 252 | 4743302111390
506490 | 8100128 | 160 x 45 ventilation bend | pcs | 18,61 | Curves | 252 | 4743302111451
506495 | 8100130 | 200 x 45 ventilation bend | pcs | 24,89 | Curves | 252 | 4743302111512
506500 | 8100132 | 250 x 45 ventilation bend | pcs | 31,13 | Curves | 252 | 4743302110812
506505 | 8100134 | 315 x 45 ventilation bend | pcs | 39,59 | Curves | 252 | 4743302110867
506510 | 8100136 | KYN 400 x 45 ventilation-bend | pcs | 53,96 | Curves | 252 | 4743302110911
506512 | 8100138 | KYN 500 x 45 Ventilation bend | pcs | 71,28 | Curves | 252 | 7319662570749
506513 | 8100140 | KYN 630 x 45 Ventilation bend | pcs | 111,57 | Curves | 252 | 7319662570763
506411 | 8105793 | KYN 100 x 90 ventilation-bend extra short, | pcs | 40,45 | Curves | 252 | 4743302111284
506412 | 8105794 | KYN 125 x 90 ventilation-bend extra short, | pcs | 47,38 | Curves | 252 | 4743302111291
506413 | 8105795 | KYN 160 x 90 ventilation-bend extra short, | pcs | 58,04 | Curves | 252 | 4743302111307
506400 | 8100074 | KYN 100 x 90 ventilation-bend extra short | pcs | 29,88 | Curves | 252 | 4743302111246
506405 | 8100075 | KYN 125 x 90 ventilation-bend extra short | pcs | 34,04 | Curves | 252 | 4743302111253
506410 | 8100076 | KYN 160 x 90 ventilation-bend extra short | pcs | 41,67 | Curves | 252 | 4743302111260
506425 | 8100094 | 100 x 90 ventilation bend | pcs | 10,97 | Curves | 252 | 4743302111369
506430 | 8100096 | 125 x 90 ventilation bend | pcs | 13,33 | Curves | 252 | 4743302111413
506435 | 8100098 | 160 x 90 ventilation bend | pcs | 19,30 | Curves | 252 | 4743302111475
506440 | 8100100 | 200 x 90 ventilation bend | pcs | 32,68 | Curves | 252 | 4743302111536
506445 | 8100102 | 250 x 90 ventilation bend | pcs | 43,98 | Curves | 252 | 4743302110836
506450 | 8100104 | 315 x 90 ventilation bend | pcs | 55,30 | Curves | 252 | 4743302110881
506455 | 8100106 | KYN 400 x 90 ventilation-bend | pcs | 72,12 | Curves | 252 | 4743302110935
506460 | 8100108 | KYN 500 x 90 IV bend | pcs | 96,35 | Curves | 252 | 4743302110980
506465 | 8100110 | KYN 630 x 90 IV bend | pcs | 174,48 | Curves | 252 | 4743302111031
506560 | 8100188 | 125/100 ventilation T-joint reduction | pcs | 22,55 | Branches | 252 | 4743302109922
506570 | 8100194 | 160/100 ventilation T-joint reduction | pcs | 24,23 | Branches | 252 | 4743302109953
506575 | 8100196 | 160/125 ventilation T-joint reduction | pcs | 25,35 | Branches | 252 | 4743302109960
506585 | 8100202 | TYN 200 x 100 ventilation t-coupler | pcs | 29,17 | Branches | 252 | 4743302109991
506590 | 8100204 | 200/125 ventilation T-T-joint reduction | pcs | 31,92 | Branches | 252 | 4743302110003
506595 | 8100206 | 200/160 ventilation T-T-joint reduction | pcs | 34,39 | Branches | 252 | 4743302110010
506605 | 8100212 | TYN 250 x 100 ventilation t-coupler | pcs | 35,97 | Branches | 252 | 4743302110034
506610 | 8100214 | TYN 250 x 125 ventilation t-coupler | pcs | 37,58 | Branches | 252 | 4743302110041
506615 | 8100216 | 250/160 ventilation T-joint reduction | pcs | 41,91 | Branches | 252 | 4743302110058
506620 | 8100218 | 250/2000 ventilation T-joint reduction | pcs | 47,74 | Branches | 252 | 4743302110065
506630 | 8100228 | 315/200 ventilation T-joint reduction | pcs | 55,57 | Branches | 252 | 4743147011800
506635 | 8100230 | 315/250 ventilation T-joint reduction | pcs | 66,42 | Branches | 252 | 4743302110133
506555 | 8100184 | 100/100 ventilation T-joint | pcs | 21,42 | Branches | 252 | 4743302109908
506565 | 8100190 | 125/125 ventilation T-joint | pcs | 24,38 | Branches | 252 | 4743302109939
506580 | 8100198 | 160/160 ventilation T-joint | pcs | 30,05 | Branches | 252 | 4743302109977
506600 | 8100208 | 200/200 ventilation T-joint | pcs | 39,47 | Branches | 252 | 4743302110027
506625 | 8100220 | 250/250 ventilation T-joint | pcs | 62,55 | Branches | 252 | 4743302110072
506640 | 8100232 | 315/315 ventilation T-joint | pcs | 82,92 | Branches | 252 | 7319662497725
506645 | 8100288 | 100/100 ventilation round saddle tap, side connect | pcs | 8,08 | Ventilation ducts | 252 | 4743302106648
506650 | 8100292 | 125/100 ventilation round saddle tap, side connect | pcs | 8,37 | Ventilation ducts | 252 | 4743302106662
506655 | 8100294 | 125/125 ventilation round saddle tap, side connect | pcs | 8,85 | Ventilation ducts | 252 | 4743302106679
506660 | 8100298 | 160/100 ventilation round saddle tap, side connect | pcs | 8,97 | Ventilation ducts | 252 | 4743302106686
506665 | 8100300 | 160/125 ventilation round saddle tap, side connect | pcs | 9,70 | Ventilation ducts | 252 | 4743302106693
506670 | 8100302 | 160/160 ventilation round saddle tap, side connect | pcs | 12,79 | Ventilation ducts | 252 | 4743302106709
506675 | 8100306 | 200/100 ventilation round saddle tap, side connect | pcs | 8,56 | Ventilation ducts | 252 | 4743302106723
506680 | 8100308 | 200/125 ventilation round saddle tap, side connect | pcs | 8,99 | Ventilation ducts | 252 | 4743302106730
506685 | 8100310 | 200/160 ventilation round saddle tap, side connect | pcs | 12,79 | Ventilation ducts | 252 | 4743302106747
506690 | 8100312 | 200/200 ventilation round saddle tap, side connect | pcs | 17,62 | Ventilation ducts | 252 | 7319662521741
506695 | 8100316 | LKPN 250 x 100 ventilation side coupler | pcs | 10,16 | Ventilation ducts | 252 | 4743302106761
506700 | 8100318 | LKPN 250 x 125 ventilation side coupler | pcs | 10,88 | Ventilation ducts | 252 | 4743302106778
506705 | 8100320 | 250/160 ventilation round saddle tap, side connect | pcs | 11,46 | Ventilation ducts | 252 | 4743302106785
506710 | 8100322 | 250/200 ventilation round saddle tap, side connect | pcs | 17,52 | Ventilation ducts | 252 | 7319662522014
506715 | 8100324 | 250/250 ventilation round saddle tap, side connect | pcs | 21,05 | Ventilation ducts | 252 | 4743302106808
506720 | 8100328 | LKPN 315 x 125 ventilation side coupler | pcs | 14,40 | Ventilation ducts | 252 | 4743302106822
506725 | 8100330 | LKPN 315 x 160 ventilation side coupler | pcs | 16,01 | Ventilation ducts | 252 | 4743302106839
506730 | 8100332 | 315/200 ventilation round saddle tap, side connect | pcs | 16,53 | Ventilation ducts | 252 | 7319662522496
506735 | 8100334 | 315/250 ventilation round saddle tap, side connect | pcs | 21,91 | Ventilation ducts | 252 | 4743302106853
506740 | 8100336 | 315/315 ventilation round saddle tap, side connect | pcs | 28,27 | Ventilation ducts | 252 | 4743302106860
506745 | 8100348 | LKPN 400 x 315 ventilation side coupler | pcs | 26,40 | Ventilation ducts | 252 | 4743302106914
506750 | 8100376 | LKPN 630 x 250 IV side inlet | pcs | 36,75 | Ventilation ducts | 252 | 4743302141731
506755 | 8100378 | LKPN 630 x 315 IV side inlet | pcs | 49,38 | Ventilation ducts | 252 | 4743302141748
506760 | 8100380 | LKPN 630 x 400 IV side inlet | pcs | 78,09 | Ventilation ducts | 252
506744 |  | LKPN 400 x 250 IV side inlet | pcs | 16,60 | Ventilation ducts | 252
506747 |  | LKPN 500 x 400 IV side inlet | pcs | 51,40 | Ventilation ducts | 252
506915 | 8100614 | 100 ventilation plug for part EPF | pcs | 5,68 | Ventilation ducts | 252 | 4743302103531
506920 | 8100616 | 125 ventilation plug for part EPF | pcs | 6,98 | Ventilation ducts | 252 | 4743302103562
506925 | 8100618 | 160 ventilation plug for part EPF | pcs | 6,97 | Ventilation ducts | 252 | 4743302103593
506930 | 8100620 | 200 ventilation plug for part EPF | pcs | 8,22 | Ventilation ducts | 252 | 4743302103616
506935 | 8100622 | TPO 250 ventilation plug for component EPF | pcs | 12,68 | Ventilation ducts | 252 | 4743302103630
506940 | 8100624 | TPO 315 ventilation plug for component EPF | pcs | 15,51 | Ventilation ducts | 252 | 4743302103661
507230 | 8100628 | TPO 500 IV plug for NALM part | pcs | 35,61 | Ventilation ducts | 252 | 7319662314466
507235 | 8100630 | TPO 630 IV plug for NALM part | pcs | 45,19 | Ventilation ducts | 252 | 7319662314954
506960 | 8100644 | 100 ventilation plug for duct ESU | pcs | 13,05 | Ventilation ducts | 252 | 4743302102848
506965 | 8100646 | 125 ventilation plug for duct ESU | pcs | 13,50 | Ventilation ducts | 252 | 4743302102879
506970 | 8100648 | 160 ventilation plug for duct ESU | pcs | 14,15 | Ventilation ducts | 252 | 4743302102916
506975 | 8100650 | 200 ventilation plug for duct ESU | pcs | 17,00 | Ventilation ducts | 252 | 7319662554138
506980 | 8100652 | TPN 250 ventilation plug for pipe ESU | pcs | 26,10 | Ventilation ducts | 252 | 4743302102978
506985 | 8100654 | TPN 315 ventilation plug for pipe ESU | pcs | 35,21 | Ventilation ducts | 252 | 4743302103012
507215 | 8100656 | TPN 400 Ventilation cap for duct NAL | pcs | 51,78 | Ventilation ducts | 252 | 7319662554206
507220 | 8100658 | TPN 500 IV plug for channel NAL | pcs | 54,60 | Ventilation ducts | 252 | 7319662554220
507225 | 8100660 | TPN 630 IV plug for channel NAL | pcs | 76,15 | Ventilation ducts | 252 | 7319662554251
506995 | 8100674 | 100 ventilation connection unit for duct, inner | pcs | 6,82 | Ventilation ducts | 252 | 4743302105962
507000 | 8100676 | 125 ventilation connection unit for duct, inner | pcs | 7,10 | Ventilation ducts | 252 | 4743302105993
507005 | 8100678 | 160 ventilation connection unit for duct, inner | pcs | 7,40 | Ventilation ducts | 252 | 4743302106037
507010 | 8100680 | 200 ventilation connection unit for duct, inner | pcs | 8,68 | Ventilation ducts | 252 | 4743302106075
507015 | 8100682 | 250 ventilation connection unit for duct, inner | pcs | 11,79 | Ventilation ducts | 252 | 4743302106099
507020 | 8100684 | 315 ventilation connection unit for duct, inner | pcs | 14,89 | Ventilation ducts | 252 | 4743302106129
507025 | 8100686 | LYN 400 ventilation-inner coupler | pcs | 21,06 | Ventilation ducts | 252 | 4743302106136
507030 | 8100688 | LYN 500 ventilation-inner coupler | pcs | 26,13 | Ventilation ducts | 252 | 4743302106143
507035 | 8100690 | LYN 630 IV internal connector | pcs | 39,03 | Ventilation ducts | 252 | 4743302106150
507050 | 8100704 | 100 ventilation connection unit for part, outer | pcs | 3,62 | Ventilation ducts | 252 | 4743302106501
507055 | 8100706 | 125 ventilation connection unit for part, outer | pcs | 3,92 | Ventilation ducts | 252 | 4743302106525
507060 | 8100708 | 160 ventilation connection unit for part, outer | pcs | 4,13 | Ventilation ducts | 252 | 4743302106556
507065 | 8100710 | 200 ventilation connection unit for part, outer | pcs | 4,71 | Ventilation ducts | 252 | 4743302106563
507070 | 8100712 | 250 ventilation connection unit for part, outer | pcs | 7,66 | Ventilation ducts | 252 | 4743302106570
507075 | 8100714 | 315 ventilation connection unit for part, outer | pcs | 9,32 | Ventilation ducts | 252 | 7319662311182
507095 | 8100732 | 100 ventilation flat saddle tap | pcs | 9,61 | Ventilation ducts | 252 | 7319662553568
507100 | 8100734 | 125 ventilation flat saddle tap | pcs | 10,28 | Ventilation ducts | 252 | 7319662553582
507105 | 8100736 | 160 ventilation flat saddle tap | pcs | 12,35 | Ventilation ducts | 252 | 4743302109809
507110 | 8100738 | 200 ventilation flat saddle tap | pcs | 14,84 | Ventilation ducts | 252 | 4743302109823
507115 | 8100740 | 250 ventilation flat saddle tap | pcs | 16,55 | Ventilation ducts | 252 | 7319662553650
507120 | 8100742 | 315 ventilation flat saddle tap | pcs | 25,03 | Ventilation ducts | 252 | 4743302109847
507145 | 8103902 | 100 long coupler NILM lenght 150mm | pcs | 13,21 | Ventilation ducts | 252 | 4743302106419
507150 | 8103906 | 125 long coupler NILM lenght 150mm | pcs | 13,63 | Ventilation ducts | 252 | 4743302106426
507155 | 8103908 | 160 long coupler NILM lenght 150mm | pcs | 14,62 | Ventilation ducts | 252 | 4743302106433
507160 | 8103910 | 200 long coupler NILM lenght 150mm | pcs | 17,65 | Ventilation ducts | 252 | 4743302106440
507125 | 8103815 | 100 long coupler SNPU lenght 150 mm to pipe | pcs | 11,43 | Ventilation ducts | 252 | 4743302106297
507130 | 8103816 | 125 long coupler SNPU lenght 150 mm to pipe | pcs | 12,19 | Ventilation ducts | 252 | 4743302106310
507135 | 8103817 | 160 long coupler SNPU lenght 150 mm to pipe | pcs | 13,45 | Ventilation ducts | 252 | 4743302106334
507140 | 8103818 | 200 long coupler SNPU lenght 150 mm to pipe | pcs | 16,98 | Ventilation ducts | 252 | 4743302106341
506765 | 8100428 | 125/100 ventilation reducer for part-pipe | pcs | 11,55 | Reducers | 252 | 4743302105030
506770 | 8100430 | 160/100 ventilation reducer for part-pipe | pcs | 11,88 | Reducers | 252 | 4743302105054
506775 | 8100432 | 160/125 ventilation reducer for part-pipe | pcs | 11,88 | Reducers | 252 | 4743302105061
506780 | 8100434 | MYNO 200 x 100 ventilation reducer | pcs | 14,30 | Reducers | 252
506785 | 8100436 | 200/125 ventilation reducer for part-pipe | pcs | 14,30 | Reducers | 252 | 4743302105092
506790 | 8100438 | 200/160 ventilation reducer for part-pipe | pcs | 15,15 | Reducers | 252 | 4743302105108
506795 | 8100442 | 250/125 ventilation reducer for part-pipe | pcs | 27,44 | Reducers | 252 | 4743302105733
506800 | 8100444 | 250/160 ventilation reducer for part-pipe | pcs | 20,52 | Reducers | 252 | 4743302105139
506805 | 8100446 | 250/200 ventilation reducer for part-pipe | pcs | 20,52 | Reducers | 252 | 4743302105146
506810 | 8100448 | MYNO 315 x 160 ventilation reducer | pcs | 25,49 | Reducers | 252 | 4743302105153
506815 | 8100450 | 315/200 ventilation reducer for part-pipe | pcs | 25,49 | Reducers | 252 | 4743302105160
506820 | 8100452 | 315/250 ventilation reducer for part-pipe | pcs | 25,49 | Reducers | 252 | 4743302105177
506825 | 8100518 | 125/100 ventilation reducer for pipe | pcs | 13,04 | Reducers | 252 | 4743302104866
506830 | 8100520 | 160/100 ventilation reducer for pipe | pcs | 13,30 | Reducers | 252 | 4743302104880
506835 | 8100522 | 160/125 ventilation reducer for pipe | pcs | 14,04 | Reducers | 252 | 4743302104897
506840 | 8100524 | 200/100 ventilation reducer for pipe | pcs | 17,42 | Reducers | 252 | 4743302104903
506845 | 8100526 | 200/125 ventilation reducer for pipe | pcs | 17,87 | Reducers | 252 | 4743302104910
506850 | 8100528 | 200/160 ventilation reducer for pipe | pcs | 20,33 | Reducers | 252 | 4743302104927
506855 | 8100530 | MYN 250 x 125 ventilation reducer | pcs | 17,43 | Reducers | 252
506860 | 8100532 | 250/160 ventilation reducer for pipe | pcs | 23,92 | Reducers | 252 | 4743302104958
506865 | 8100534 | 250/200 ventilation reducer for pipe | pcs | 23,92 | Reducers | 252 | 4743302104965
506870 | 8100536 | MYN 315 x 160 ventilation reducer | pcs | 29,38 | Reducers | 252 | 4743302104989
506875 | 8100538 | 315/200 ventilation reducer for pipe | pcs | 29,38 | Reducers | 252 | 4743302104996
506880 | 8100540 | 315/250 ventilation reducer for pipe | pcs | 30,96 | Reducers | 252 | 4743302105009
506890 | 8100556 | MYNE 125 x 100 ventilation reducer | pcs | 31,42 | Reducers | 252 | 4743302104071
506895 | 8100557 | MYNE 160 x 100 ventilation reducer | pcs | 32,63 | Reducers | 252 | 4743302104132
506900 | 8100558 | MYNE 160 x 125 ventilation reducer | pcs | 32,63 | Reducers | 252 | 4743302104149
506905 | 8100561 | MYNE 200 x 160 ventilation reducer | pcs | 30,44 | Reducers | 252 | 4743302104187
506910 | 8100570 | MYNE 315 x 250 ventilation reducer | pcs | 43,42 | Reducers | 252 | 4743302104279
509400 | 8268370 | Sauna ventilation 100/45*170*2400 | pcs | 81,02 | Sauna ducts | 276 | 4743302111901
509405 | 8268371 | Sauna ventilation 125/45*170*2400 | pcs | 99,11 | Sauna ducts | 276 | 4743302111918
510100 | 8324278 | 125 x 600 KVDp-7 Dacron ventilation sound attenuat | pcs | 95,04 | Silencers | 255 | 4743302135174
510105 | 8324279 | 160 x 600 KVDp-7 Dacron ventilation sound attenuat | pcs | 103,42 | Silencers | 255 | 4743302135198
510110 | 8324280 | NKE 200 x 600 IV sound attenuator square (polyeste | pcs | 120,05 | Silencers | 255 | 4743302135211
510115 | 8324282 | 125 x 1000 KVDp-7 Dacron ventilation sound attenua | pcs | 142,25 | Silencers | 255 | 4743302135167
510120 | 8324283 | 160 x 1000 KVDp-7 Dacron ventilation sound attenua | pcs | 158,28 | Silencers | 255 | 4743302135181
510125 | 8324284 | 200 x 1000 KVDp-7 Dacron ventilation sound attenua | pcs | 181,16 | Silencers | 255 | 4743302135204
510160 | 8324204 | ÄVN 160 x 600 NKP IV sound attenuator square | pcs | 105,24 | Silencers | 255
510370 | 8324830 | NTP 200 x 600 IV sound attenuator square | pcs | 141,05 | Silencers | 255 | 4743302748633
510375 | 8324831 | NTP 200 x 1000 IV sound attenuator square | pcs | 199,12 | Silencers | 255 | 4743302748640
510380 | 8324824 | NTP 125 x 600 IV sound attenuator square | pcs | 117,30 | Silencers | 255 | 4743302748572
510385 | 8324891 | NTP 125 x 1000 IV sound attenuator square | pcs | 213,91 | Silencers | 255 | 4743302753002
510390 | 8324827 | NTP 160 x 600 IV sound attenuator square | pcs | 131,12 | Silencers | 255 | 4743302748602
510395 | 8324828 | NTP 160 x 1000 IV sound attenuator square | pcs | 179,14 | Silencers | 255 | 4743302748619
510400 | 8324834 | NTP 315 x 600 Ventilation silencer square | pcs | 182,06 | Silencers | 255 | 4743302748671
510405 | 8324835 | NTP 315 x 1000 Ventilation silencer square | pcs | 287,65 | Silencers | 255 | 4743302748688
510130 | 8324277 | NKE 100 x 600 IV sound attenuatorsquare (polyester | pcs | 90,92 | Silencers | 255 | 4743302135150
510420 | 8324240 | NRP 100 x 600 IV sound attenuator round | pcs | 78,93 | Silencers | 255 | 4743302134672
510425 | 8324241 | NRP 100 x 900 IV sound attenuator round | pcs | 95,64 | Silencers | 255 | 6415883242418
510430 | 8324244 | NRP 125 x 600 IV sound attenuator round | pcs | 85,47 | Silencers | 255 | 4743302134726
510435 | 8324245 | NRP 125 x 900 IV sound attenuator round | pcs | 102,89 | Silencers | 255 | 4743302134733
510440 | 8324248 | NRP 160 x 600 IV sound attenuator round | pcs | 98,26 | Silencers | 255 | 4743302134764
510445 | 8324249 | NRP 160 x 900 IV sound attenuator round | pcs | 117,54 | Silencers | 255 | 4743302134771
510450 | 8324252 | NRP 200 x 600 IV sound attenuator round | pcs | 109,17 | Silencers | 255 | 4743302134801
510455 | 8324253 | NRP 200 x 900 IV sound attenuator round | pcs | 139,99 | Silencers | 255 | 4743302134818
510460 | 8324256 | NRP 250 x 600 IV sound attenuator round | pcs | 132,99 | Silencers | 255 | 6415883242562
510465 | 8324257 | NRP 250 x 900 IV sound attenuator round | pcs | 172,46 | Silencers | 255 | 4743302134856
510175 | 8327623 | 100 x 600 ventilation sound attenuator | pcs | 61,20 | Silencers | 255
510190 | 8327626 | 200 x 600 ventilation sound attenuator | pcs | 87,10 | Silencers | 255
510200 | 8327643 | 100 x 900 ventilation sound attenuator | pcs | 76,00 | Silencers | 255 | 4743302134689
510220 | 8327647 | ÄVN 250 x 900 PVD IV sound attenuator, round | pcs | 133,10 | Silencers | 255 | 7319665014226
510235 | 8328523 | FSA 125 x 1100 IV taipuisa sound attenuator | pcs | 75,90 | Silencers | 255
510240 | 8328524 | FSA 160 x 1100 IV taipuisa sound attenuator | pcs | 93,10 | Silencers | 255 | 7319665021828
508700 | 8102404 | Flexible aluminum duct 100, length 2,5m extended | pcs | 23,73 | Flexible air ducts, aluminum | 254
508705 | 8102405 | Flexible aluminum duct 125, length 2,5m extended | pcs | 30,24 | Flexible air ducts, aluminum | 254
508710 | 8102406 | Flexible aluminum duct 160, length 2,5m extended | pcs | 39,69 | Flexible air ducts, aluminum | 254
508000 | 8317802 | 100 ventilation cleaning plug for pipe with handle | pcs | 7,50 | Cleaning and inspection doors, HVAC | 253 | 7319662554664
508005 | 8317803 | 125 ventilation cleaning plug for pipe with handle | pcs | 8,00 | Cleaning and inspection doors, HVAC | 253 | 7319662554671
508010 | 8317804 | 160 ventilation cleaning plug for pipe with handle | pcs | 9,70 | Cleaning and inspection doors, HVAC | 253 | 7319662554688
508015 | 8317805 | 200 ventilation cleaning plug for pipe with handle | pcs | 11,70 | Cleaning and inspection doors, HVAC | 253 | 7319662554725
507945 | 8317142 | 100 ventilation cleaning hatch quick, Lindab | pcs | 25,20 | Cleaning and inspection doors, HVAC | 253 | 7319660142689
507950 | 8317143 | 125 ventilation cleaning hatch quick, Lindab | pcs | 25,20 | Cleaning and inspection doors, HVAC | 253 | 7319660142719
507955 | 8317144 | 160 ventilation cleaning hatch quick, Lindab | pcs | 25,20 | Cleaning and inspection doors, HVAC | 253 | 7319660142740
507960 | 8317145 | 200 ventilation cleaning hatch quick, Lindab | pcs | 28,30 | Cleaning and inspection doors, HVAC | 253 | 7319660142771
507965 | 8317146 | 250 ventilation cleaning hatch quick, Lindab | pcs | 28,30 | Cleaning and inspection doors, HVAC | 253 | 7319660142801
508020 | 8317822 | 100 ventilation cleaning plug for part with handle | pcs | 10,60 | Cleaning and inspection doors, HVAC | 253 | 7319662313858
508025 | 8317823 | 125 ventilation cleaning plug for part with handle | pcs | 11,00 | Cleaning and inspection doors, HVAC | 253 | 7319662313872
508030 | 8317824 | 160 ventilation cleaning plug for part with handle | pcs | 12,50 | Cleaning and inspection doors, HVAC | 253 | 7319662313896
508035 | 8317825 | 200 ventilation cleaning plug for part with handle | pcs | 14,50 | Cleaning and inspection doors, HVAC | 253 | 7319662313919
507900 |  | 100 ventilation cleaning door quick | pcs | 26,65 | Cleaning and inspection doors, HVAC | 253
507905 |  | 125 ventilation cleaning door quick | pcs | 26,65 | Cleaning and inspection doors, HVAC | 253
507910 |  | 160 IV cleaning door quick | pcs | 26,65 | Cleaning and inspection doors, HVAC | 253
507915 |  | 200 IV cleaning door quick | pcs | 30,00 | Cleaning and inspection doors, HVAC | 253
512410 |  | UTK 100-O supply air valve | pcs | 23,40 | Supply air vents | 258
512415 |  | UTK 125-O supply air valve | pcs | 26,10 | Supply air vents | 258
512540 | 8740140 | KTS 100 supply air valve | pcs | 13,03 | Supply air vents | 258 | 4743302487761
512545 | 8740141 | KTS 125 supply air valve | pcs | 18,89 | Supply air vents | 258 | 4743302487754
512550 | 8740142 | KTS 160 supply air valve | pcs | 24,52 | Supply air vents | 258 | 4743302487747
512955 | 8713537 | Supply air vent FläktGroup KTS-100-C | pcs | 12,96 | Supply air vents | 258 | 6417461030080
512960 | 8713538 | Supply air vent FläktGroup KTS-125-C | pcs | 17,14 | Supply air vents | 258 | 6417461030103
513005 | 8713539 | KTS-160-C Supply air valve Fläktgroup | pcs | 23,50 | Supply air vents | 258 | 6417461030127
512640 | 8632117 | SHH 100 exhaust diffuser | pcs | 49,25 | Supply air vents | 258 | 4743302394984
512645 | 8632118 | SHH 125 exhaust diffuser | pcs | 49,96 | Supply air vents | 258 | 4743302394977
512650 | 8735016 | Supply air valve FINO-160 | pcs | 155,00 | Supply air vents | 258
512455 | 8713592 | STQA 100 Texhaust diffuser | pcs | 111,90 | Supply air vents | 258
512460 | 8713593 | STQA 125 exhaust diffuser | pcs | 115,90 | Supply air vents | 258
512920 | 8717122 | KIRS-100 Supply air vent sauna LINDAB | pcs | 29,60 | Supply air vents | 258 | 7319667852895
512905 | 8717141 | KIR-100 Supply air vent LINDAB | pcs | 18,10 | Supply air vents | 258 | 7319660245588
512910 | 8717142 | KIR-125 Supply air vent LINDAB | pcs | 19,18 | Supply air vents | 258 | 7319660245595
512676 | 8741207 | SFU 100 supply and exhaust air valve, for part/duc | pcs | 10,52 | Supply air vents | 258 | 4743302666845
512677 | 8741208 | SFU 125 supply and exhaust air valve, for part/duc | pcs | 13,38 | Supply air vents | 258 | 4743302666838
512678 | 8741209 | SFU 160 supply and exhaust air valve, for part/duc | pcs | 17,83 | Supply air vents | 258 | 4743302666821
512679 | 8741210 | SFU 200 supply and exhaust air valve, for part/duc | pcs | 22,94 | Supply air vents | 258 | 4743302666814
513053 | 8714126 | Supply air vent FläktGroup KTS-100-05 | pcs | 17,10 | Supply air vents | 258 | 6417461001110
513055 | 8714127 | Supply air vent FläktGroup KTS-125-05 | pcs | 22,80 | Supply air vents | 258 | 6417461001127
512530 | 8713636 | KTS-J 100 supply air valve | pcs | 44,45 | Supply air vents | 258
512535 |  | Supply air valve spring-loaded FläktGroup KTSJ-125 | pcs | 44,45 | Supply air vents | 258
513047 | 8813015 | RKT NATURAL VENTILATION AIR VALVE | pcs | 14,25 | Supply air vents | 258 | 6417461001172
513049 | 8813017 | RKT NATURAL VENTILATION AIR VALVE | pcs | 20,00 | Supply air vents | 258 | 6417461001189
512400 |  | UPK 100 exhaust air valve | pcs | 18,80 | Exhaust air vents | 258
512405 |  | UPK 125 exhaust air valve | pcs | 22,65 | Exhaust air vents | 258
512475 | 8740131 | KSO 100 exhaust air valve | pcs | 13,62 | Exhaust air vents | 258 | 4743302488119
512480 | 8740132 | KSO 125 exhaust air valve | pcs | 17,56 | Exhaust air vents | 258 | 4743302488102
512485 | 8740133 | KSO 160 exhaust air valve | pcs | 25,74 | Exhaust air vents | 258 | 4743302488096
512490 | 8740134 | KSO 200 exhaust air valve | pcs | 31,04 | Exhaust air vents | 258 | 4743302488089
512470 | 8713666 | Boost valve KSOM 125 | pcs | 270,65 | Exhaust air vents | 258
512515 | 8713558 | KSO-J 100 exhaust air valve jousik. | pcs | 21,60 | Exhaust air vents | 258 | 4743302488072
512520 | 8713559 | KSO-J 125 exhaust air valve jousik. | pcs | 24,20 | Exhaust air vents | 258 | 4743302488065
512525 | 8713560 | Exhaust air valve with spring, FläktGroup KSOJ-160 | pcs | 24,80 | Exhaust air vents | 258 | 6417461034422
512915 | 8717126 | KSUS-100 exhaust air valve for sauna LINDAB | pcs | 25,70 | Exhaust air vents | 258 | 7319667658848
512965 | 8713533 | Exhaust air vent FläktGroup KSO-100-C | pcs | 11,42 | Exhaust air vents | 258 | 6417461030004
512970 | 8713534 | Exhaust air vent FläktGroup KSO-125-C | pcs | 13,86 | Exhaust air vents | 258 | 6417461030028
513015 | 8713536 | KSO-200-C Exhaust air valve Fläktgroup | pcs | 30,00 | Exhaust air vents | 258 | 6417461030066
513010 | 8713535 | KSO-160-C Exhaust air valve Fläktgroup | pcs | 23,00 | Exhaust air vents | 258 | 6417461030042
513057 | 8714122 | Exhaust air vent FläktGroup KSO-100-05 | pcs | 14,25 | Exhaust air vents | 258 | 6417461000762
513059 | 8714123 | Exhaust air vent FläktGroup KSO-125-05 | pcs | 20,00 | Exhaust air vents | 258 | 6417461001080
512925 | 8717144 | KSU-100 Exhaust air vent LINDAB | pcs | 9,70 | Exhaust air vents | 258 | 7319660245618
512930 | 8717145 | KSU-125 Exhaust air vent LINDAB | pcs | 10,90 | Exhaust air vents | 258 | 7319660245625
512575 | 8713962 | KKU 100 flange tight for part | pcs | 8,16 | Mounting frames | 258 | 4743302489383
512580 | 8713963 | KKU 125 flange tight for part | pcs | 8,31 | Mounting frames | 258 | 4743302489376
512585 | 8713964 | KKU 160 flange tight for part | pcs | 9,48 | Mounting frames | 258 | 4743302489369
512590 | 8713965 | KKU 200 flange tight for part | pcs | 8,78 | Mounting frames | 258
512555 | 8740148 | KKT 100 flange tight | pcs | 3,60 | Mounting frames | 258 | 4743302487068
512560 | 8740149 | KKT 125 flange tight | pcs | 4,56 | Mounting frames | 258 | 4743302487051
512565 | 8740150 | KKT 160 flange tight | pcs | 5,41 | Mounting frames | 258 | 4743302487044
512570 | 8740151 | KKT 200 flange tight | pcs | 6,89 | Mounting frames | 258 | 4743302487037
512425 | 8724027 | UPK-S 100 exhaust air valve, sauna | pcs | 33,90 | Sauna valves | 258
512430 | 8724030 | UPK-S 125exhaust air valve, sauna | pcs | 37,65 | Sauna valves | 258
512420 |  | UTK 100-S supply air valve, sauna | pcs | 22,00 | Sauna valves | 258
512605 | 8713683 | KTS-S 125 sauna valve | pcs | 47,26 | Sauna valves | 258 | 4743302487693
512450 | 8713857 | KTS-S 100 sauna valve | pcs | 87,12 | Sauna valves | 258 | 4743302487709
513030 | 8714124 | KSO-S-100-C Exhaust air valve, Sauna, Fläktgroup | pcs | 18,50 | Sauna valves | 258 | 6417461001097
513020 | 8713739 | KSO-S-100-05 Exhaust air valve,Sauna,Fläktgroup | pcs | 24,00 | Sauna valves | 258 | 6417461022610
513035 | 8713892 | KSO-S-125-C Exhaust air valve, Sauna, Fläktgroup | pcs | 24,00 | Sauna valves | 258 | 6415887138922
513025 | 8713740 | KSO-S-125-05 Exhaust air valve,Sauna,Fläktgroup | pcs | 28,50 | Sauna valves | 258 | 6417461022658
513040 | 8713682 | KTS-S-100-C Supply air valve, sauna, fläktgroup | pcs | 23,00 | Sauna valves | 258 | 6415887136829
513045 | 8713856 | KTS-S-125-C Supply air valve, Sauna, Fläktgroup | pcs | 28,00 | Sauna valves | 258 | 6415887136836
513051 | 8714128 | Supply air valve FläktGroup Sauna KTS-S-100-05 | pcs | 17,10 | Sauna valves | 258 | 6417461001134
513061 | 8714129 | Supply air valve FläktGroup Sauna KTS-S-125-05 | pcs | 22,80 | Sauna valves | 258 | 6417461001141
512625 | 8720014 | KSO-S 125 sauna valve | pcs | 38,40 | Sauna valves | 258 | 7319661020894
512495 | 8720013 | KSO-S 100 sauna valve | pcs | 48,02 | Sauna valves | 258 | 4743302487945
512600 |  | KTS-S 125 wood colour, sauna supply air valve | pcs | 85,80 | Sauna valves | 258
512720 | 8813304 | US-SV 100-125 ventilation grill | pcs | 11,40 | Gratings | 258
512725 | 8813306 | US-SV 150-160 ventilation grill | pcs | 14,20 | Gratings | 258
512730 | 8813308 | US-SV 200 ventilation grill | pcs | 20,20 | Gratings | 258
512680 |  | US-SV 100-125 white. ventilation grill | pcs | 14,85 | Gratings | 258
512685 |  | US-SV 150-160 white. ventilation grill | pcs | 16,90 | Gratings | 258
512690 |  | US-SV 200 white. ventilation grill | pcs | 20,35 | Gratings | 258
512695 |  | US-VN 100*100 white. ventilation grill | pcs | 20,10 | Gratings | 258
512705 |  | US-VN 150*150 white. ventilation grill | pcs | 32,45 | Gratings | 258
512710 |  | US-VN 155*210 white. ventilation grill | pcs | 38,90 | Gratings | 258
512770 | 8816832 | RVA 100*100 ventilation grill (US-VN) | pcs | 25,73 | Gratings | 258 | 4743302459041
512775 | 8813338 | US-VN 130*185 ventilation grill | pcs | 34,05 | Gratings | 258 | 6417461004425
512780 | 8816833 | RVA 150*150 ventilation grill (US-VN) | pcs | 36,21 | Gratings | 258 | 4743302459034
512785 | 8816834 | RVA 155*210 ventilation grill (US-VN) | pcs | 54,92 | Gratings | 258
512740 | 8816825 | US-AV 100 ventilation grill | pcs | 8,45 | Gratings | 258 | 4743302459126
512745 | 8816826 | US-AV 125 ventilation grill | pcs | 10,70 | Gratings | 258 | 4743302459119
512750 | 8816827 | US-AV 160 ventilation grill | pcs | 18,22 | Gratings | 258 | 4743302459102
512755 | 8816828 | US-AV 200 ventilation grill | pcs | 21,94 | Gratings | 258 | 4743302459096
512760 | 8816829 | US-AV 250 ventilation grill | pcs | 41,40 | Gratings | 258 | 4743302459089
512765 | 8816830 | RVA 315 ventilation grill (US-AV) | pcs | 64,00 | Gratings | 258 | 4743302459072
512975 | 8419000 | Shutter for ventilation VK 100 | pcs | 12,00 | Gratings | 258 | 4010184001942
512980 | 8419002 | Shutter for ventilation VK 125 | pcs | 18,20 | Gratings | 258 | 4010184003755
512985 | 8419003 | Shutter for ventilation VK 160 | pcs | 42,50 | Gratings | 258 | 4010184035640
512990 | 8419004 | Shutter for ventilation VK 200 | pcs | 51,00 | Gratings | 258 | 4010184039792
512995 | 8419006 | Shutter for ventilation VK 250 | pcs | 53,50 | Gratings | 258 | 4010184034438
513000 | 8419008 | Shutter for ventilation VK 315 | pcs | 57,50 | Gratings | 258 | 4010184034421
513505 | 8823504 | Fresh 80 replacement air valve | pcs | 60,42 | Replacement air vents | 259 | 7318111800017
513515 | 8823514 | Fresh 100 replacement air valve | pcs | 94,22 | Replacement air vents | 259
514485 | 8832052 | WIVE 100 Air intake valve kit with thermostat | pcs | 205,00 | Replacement air vents | 259 | 6410453800005
512660 | 8813254 | RK-T 100 disc valve, steel | pcs | 17,21 | Other valves | 258
512665 | 8813256 | RK-T 125 disc valve, steel | pcs | 19,62 | Other valves | 258 | 4743302487273
512670 | 8813258 | RK-T 160 disc valve, steel | pcs | 20,90 | Other valves | 258 | 7319661004658
512675 | 8813260 | RK-T 200 disc valve, steel | pcs | 23,50 | Other valves | 258 | 7319661004665
511732 | 8433005 | FDMR 125 .01v2 EI90S/EI120S Fire damper | pcs | 189,60 | Fire dampers | 257 | 4743302751220
511734 | 8433006 | FDMR 160 .01v2 EI90S/EI120S Fire damper | pcs | 203,13 | Fire dampers | 257 | 4743302751237
511730 | 8433004 | FDMR 100 .01v2 EI90S/EI120S Fire damper | pcs | 182,83 | Fire dampers | 257 | 4743302751213
511736 | 8433007 | FDMR 200 .01v2 EI90S/EI120S Fire damper | pcs | 209,91 | Fire dampers | 257 | 4743302751244
511705 | 8422576 | Fire damper 100 EI60 manual Lindab | pcs | 293,69 | Fire dampers | 257 | 7319662149853
511715 | 8422580 | Fire damper 160 EI60 manual Lindab | pcs | 322,56 | Fire dampers | 257
511720 | 8422582 | Fire damper 200 EI60 manual Lindab | pcs | 341,04 | Fire dampers | 257
511894 | 8423534 | Fire damper FläktGroup ETPR-E-1-100-08-0 E90/E120 | pcs | 195,00 | Fire dampers | 257 | 6415884235341
511896 | 8423540 | Fire damper FläktGroup ETPR-E-1-125-08-0 E90/E120 | pcs | 210,00 | Fire dampers | 257 | 6415884235402
511898 | 8423546 | Fire damper FläktGroup ETPR-E-1-160-08-0 E90/E120 | pcs | 225,00 | Fire dampers | 257 | 6415884235464
511900 | 8423552 | Fire damper FläktGroup ETPR-E-1-200-08-0 E90/E120 | pcs | 250,00 | Fire dampers | 257 | 6415884235525
511882 | 8424400 | Fire damper FläktGroup ETPR-100-02-0 EI 60 S + mic | pcs | 300,00 | Fire dampers | 257 | 6415884244008
511884 | 8424405 | Fire damper FläktGroup ETPR-125-02-0 EI 60 S + mic | pcs | 305,00 | Fire dampers | 257 | 6415884244053
511886 | 8424415 | Fire damper FläktGroup ETPR-160-02-0 EI 60 S + mic | pcs | 325,00 | Fire dampers | 257 | 6415884244152
511888 | 8424420 | Fire damper FläktGroup ETPR-200-02-0 EI 60 S + mic | pcs | 365,00 | Fire dampers | 257 | 6415884244206
511890 | 8424425 | Fire damper FläktGroup ETPR-250-02-0 EI 60 S + mic | pcs | 395,00 | Fire dampers | 257 | 6415884244251
511892 | 8424435 | Fire damper FläktGroup ETPR-315-02-0 EI 60 S + mic | pcs | 460,00 | Fire dampers | 257 | 6415884244350
511600 | 8406466 | 100 DSU dampers | pcs | 30,42 | Dampers and shutters | 257 | 7319662556064
511605 | 8406467 | 125 DSU dampers | pcs | 31,90 | Dampers and shutters | 257 | 4743302658109
511610 | 8406468 | 160 DSU dampers | pcs | 33,77 | Dampers and shutters | 257 | 4743302658093
511615 | 8406469 | 200 DSU dampers | pcs | 37,05 | Dampers and shutters | 257 | 4743302658086
511620 | 8406470 | 250 DSU dampers | pcs | 48,04 | Dampers and shutters | 257 | 4743302658079
511625 | 8406471 | 315 DSU dampers | pcs | 56,03 | Dampers and shutters | 257 | 4743302658062
511850 |  | Shutter PTS/A 160 with engine shelf | pcs | 81,90 | Dampers and shutters | 257
511855 |  | Shutter PTS/A 125 with engine shelf | pcs | 78,75 | Dampers and shutters | 257
511655 | 8417152 | KRTS-4 100 shutter, tight (DTU) | pcs | 74,38 | Dampers and shutters | 257 | 4743302657492
511665 | 8417154 | KRTS-4 160 shutter, tight (DTU) | pcs | 79,73 | Dampers and shutters | 257 | 4743302657478
511670 | 8417155 | KRTS-4 200 shutter, tight (DTU) | pcs | 84,79 | Dampers and shutters | 257
511675 | 8416700 | 100 DIRU dampers (similar as IRIS) | pcs | 33,38 | Dampers and shutters | 258 | 4743302657928
511680 | 8416701 | 125 DIRU dampers (similar as IRIS) | pcs | 39,32 | Dampers and shutters | 258 | 4743302657911
511685 | 8416702 | 160 DIRU dampers (similar as IRIS) | pcs | 55,62 | Dampers and shutters | 258 | 4743302657904
511690 | 8416703 | 200 DIRU dampers (similar as IRIS) | pcs | 60,28 | Dampers and shutters | 258 | 4743302657898
511695 | 8416704 | 250 DIRU dampers (similar as IRIS) | pcs | 88,57 | Dampers and shutters | 258 | 7319662316422
511700 | 8416705 | 315 DIRU dampers (similar as IRIS) | pcs | 112,05 | Dampers and shutters | 258 | 4743302657874
511860 | 8955056 | Actuator Belimo LF230 | pcs | 354,38 | Dampers and shutters | 257
511918 | 8413349 | Motor mounting kit FläktGroup Veloduct BDEP | pcs | 45,00 | Dampers and shutters | 257 | 6415884133494
511630 | 8417370 | RSK 100 damper | pcs | 23,33 | Butterfly valves | 257 | 4743302656808
511635 | 8417371 | RSK 125 damper | pcs | 24,39 | Butterfly valves | 257 | 4743302656792
511640 | 8417372 | RSK 160 damper | pcs | 28,52 | Butterfly valves | 257 | 4743302656785
511645 | 8417373 | RSK 200 damper | pcs | 35,69 | Butterfly valves | 257 | 4743302656778
513063 | 8713607 | Fire damper valve FläktGroup KSOF-100-C | pcs | 155,00 | Butterfly valves | 258 | 6417461038420
513065 | 8713615 | Fire damper valve FläktGroup KSOF-160-C | pcs | 170,00 | Butterfly valves | 258 | 6417461038581
513067 | 8713618 | Fire damper valve FläktGroup KSOF-200-C | pcs | 180,00 | Butterfly valves | 258 | 6417461038642
513069 | 8930002 | Measurement and control unit FläktGroup IRIS-100 | pcs | 45,00 | Butterfly valves | 258 | 6417461006528
513071 | 8930004 | Measurement and control unit FläktGroup IRIS-125 | pcs | 49,00 | Butterfly valves | 258 | 6417461006566
513073 | 8930006 | Measurement and control unit FläktGroup IRIS-160 | pcs | 57,50 | Butterfly valves | 258 | 6417461006603
513075 | 8930008 | Measurement and control unit FläktGroup IRIS-200 | pcs | 65,00 | Butterfly valves | 258 | 6417461006665
513077 | 8930010 | Measurement and control unit FläktGroup IRIS-250 | pcs | 115,00 | Butterfly valves | 258 | 6417461006726
513079 | 8930012 | Measurement and control unit FläktGroup IRIS-315 | pcs | 135,00 | Butterfly valves | 258 | 6417461006764
513081 | 8930014 | Measurement and control unit FläktGroup IRIS-400 | pcs | 250,00 | Butterfly valves | 258 | 6417461006825
513083 | 8930016 | Measurement and control unit FläktGroup IRIS-500 | pcs | 325,00 | Butterfly valves | 258 | 6417461006849
513085 | 8930018 | Measurement and control unit FläktGroup IRIS-630 | pcs | 495,00 | Butterfly valves | 258 | 6417461006863
511908 | 8413331 | Regulation damper with control FläktGroup BDEP-4-0 | pcs | 75,00 | Butterfly valves | 257 | 6415884133319
511910 | 8413333 | Regulation damper with control FläktGroup BDEP-4-0 | pcs | 115,00 | Butterfly valves | 257 | 6415884133333
511912 | 8413335 | Regulation damper with control FläktGroup BDEP-4-0 | pcs | 185,00 | Butterfly valves | 257 | 6415884133357
511914 | 8413337 | Adjustable damper with controller FläktGroup BDEP- | pcs | 200,00 | Butterfly valves | 257 | 6415884133371
511916 | 8413340 | Adjustable damper with controller FläktGroup BDEP- | pcs | 245,00 | Butterfly valves | 257 | 6415884133401
511902 | 8413325 | Regulation damper with control FläktGroup BDEP-4-0 | pcs | 55,00 | Butterfly valves | 257 | 6415884133258
511904 | 8413327 | Regulation damper with control FläktGroup BDEP-4-0 | pcs | 65,00 | Butterfly valves | 257 | 6415884133272
511906 | 8413329 | Regulation damper with control FläktGroup BDEP-4-0 | pcs | 70,00 | Butterfly valves | 257 | 6415884133296
503770 | 7912132 | Ventilation unit Vallox 51 MV R | pcs | 2861,90 | Vallox | 251 | 6415879121321
503775 | 7912134 | Ventilation unit Vallox 51 MV L | pcs | 2861,90 | Vallox | 251 | 6415879121345
503600 | 7912030 | Ventilation unit Vallox 096 MV R | pcs | 3040,99 | Vallox | 251
503605 | 7912031 | Ventilation unit Vallox 096 MV L | pcs | 3040,99 | Vallox | 251
503755 | 7912119 | Ventilation unit Vallox 101 MV R | pcs | 2795,85 | Vallox | 251 | 6415879121192
503760 | 7912120 | Ventilation unit Vallox 101 MV L | pcs | 2795,85 | Vallox | 251 | 6415879121208
503610 | 7912039 | Ventilation unit Vallox 110 MV R | pcs | 3369,19 | Vallox | 251
503615 | 7912040 | Ventilation unit Vallox 110 MV L | pcs | 3369,19 | Vallox | 251
503617 | 7912049 | Ventilation unit Vallox 145 MV R | pcs | 3819,80 | Vallox | 251
503618 | 7912050 | Ventilation unit Vallox 145 MV L | pcs | 3819,80 | Vallox | 251
503785 | 7916043 | Ventilation unit Airfi 100 R | pcs | 2900,18 | Airfi | 251 | 6430072691389
503790 | 7916044 | Ventilation unit Airfi 100 L | pcs | 2900,18 | Airfi | 251 | 6430072691396
503795 | 7916091 | Ventilation unit Airfi 130 R | pcs | 3257,71 | Airfi | 251 | 6430072691471
503800 | 7916092 | Ventilation unit Airfi 130 L | pcs | 3257,71 | Airfi | 251 | 6430072691488
503805 | 7916045 | Ventilation unit Airfi 150 R | pcs | 3900,18 | Airfi | 251 | 6430072690443
503810 | 7916046 | Ventilation unit Airfi 150 L | pcs | 3900,18 | Airfi | 251 | 6430072690450
503620 | 7906481 | Ventilation unit Swegon Casa W3 Smart 500W R | pcs | 2838,43 | Swegon | 251 | 6415879064819
503621 | 7906472 | Ventilation unit Swegon Casa W3 Smart 500W L | pcs | 2838,43 | Swegon | 251 | 6415879064727
503622 | 7906501 | Ventilation unit Swegon Casa W4 Smart 500W R | pcs | 2949,61 | Swegon | 251 | 6415879065014
503623 | 7906490 | Ventilation unit Swegon Casa W4 Smart 500W L | pcs | 2949,61 | Swegon | 251 | 6415879064901
503624 | 7906614 | Ventilation unit Swegon Casa W5 Smart 500W R | pcs | 3272,03 | Swegon | 251 | 6415879066141
503625 | 7906615 | Ventilation unit Swegon Casa W5 Smart 500W L | pcs | 3272,03 | Swegon | 251 | 6415879066158
505100 | 8014327 | CK 200 B ErP duct fan | pcs | 299,25 | Östberg | 153
505105 | 8014328 | CK 250 B ErP duct fan | pcs | 313,97 | Östberg | 153
505110 | 8014329 | CK 315 B ErP duct fan | pcs | 412,05 | Östberg | 153 | 6415880143299
505115 | 8014704 | CK 100 C duct fan | pcs | 186,28 | Östberg | 153
505120 | 8014708 | CK 125 C duct fan | pcs | 186,28 | Östberg | 153
505125 | 8014712 | CK 160 C duct fan | pcs | 238,32 | Östberg | 153
505135 | 8084722 | 100 MK Duct connector | pcs | 7,73 | Östberg | 153
505140 | 8084723 | 125 MK Duct connector | pcs | 7,93 | Östberg | 153
505145 | 8084724 | 160 MK Duct connector | pcs | 9,53 | Östberg | 153
505150 | 8084725 | 200 MK Duct connector | pcs | 10,82 | Östberg | 153
505155 | 8084726 | 250 MK Duct connector | pcs | 12,26 | Östberg | 153
504564 | 7906691 | Roof mounting frame Swegon Casa W5 | pcs | 99,45 | Supplies for ventilation devices | 250 | 6415879066912
504570 | 7906688 | Stand Swegon Casa W5 | pcs | 107,30 | Supplies for ventilation devices | 250 | 6415879066882
504560 | 7907832 | Roof mounting bracket Swegon Casa W3 R/L | pcs | 87,00 | Supplies for ventilation devices | 250 | 6415879078328
504562 | 7906976 | Roof mounting bracket Swegon Casa W4 R/L | pcs | 282,44 | Supplies for ventilation devices | 250 | 6415879069760
504566 | 7906977 | Wall mounting bracket Swegon Casa W3/W4/W5 | pcs | 50,80 | Supplies for ventilation devices | 250 | 6415879069777
504558 | 7911405 | Controller Vallox Simple Control | pcs | 85,90 | Supplies for ventilation devices | 250
504576 | 7907618 | Modular cable Swegon Casa Smart 20m | pcs | 40,00 | Supplies for ventilation devices | 250 | 6415879076188
504578 | 7906595 | Water trap Swegon Casa UVL | pcs | 96,08 | Supplies for ventilation devices | 250 | 6415879065953
504572 | 7906675 | Mounting frame Swegon Casa Smart | pcs | 42,33 | Supplies for ventilation devices | 250 | 6415879066752
504574 | 7906470 | Control panel Swegon Casa Smart SC10 | pcs | 130,00 | Supplies for ventilation devices | 250 | 6415879064703
424115 | 6501180 | Condensation elbow 12x3/4 UK | pcs | 28,82 | Supplies for ventilation devices | 76
504557 | 7912128 | Roof mounting plate Vallox 096 MV/MC (R- and L-mod | pcs | 166,40 | Supplies for ventilation devices | 250 | 6415879121284
503780 | 4109751 | Roof mounting plate Vallox 51 MV (R- and L-model) | pcs | 166,40 | Supplies for ventilation devices | 250 | 6415879121451
504615 | 7916037 | Mounting stand Airfi 150 | pcs | 155,91 | Supplies for ventilation devices | 250 | 6430072690641
504620 | 7916039 | Airfi Sento capacitive controller | pcs | 147,06 | Supplies for ventilation devices | 250 | 6430072690665
504625 | 7916038 | Airfi Uno 5-speed rotary switch | pcs | 80,88 | Supplies for ventilation devices | 250 | 6430072690658
504600 |  | Differential pressure switch installation kit 1240 | pcs | 8,16 | Supplies for ventilation devices | 250 | 6419767013569
504630 | 7916072 | Water lock for ventilation unit Airfi chrome-plate | pcs | 77,55 | Supplies for ventilation devices | 250
504595 |  | Differential pressure switch CPS 330 20-330Pa 1240 | pcs | 40,80 | Supplies for ventilation devices | 250 | 6419767013422
504645 | 7912144 | Vallox Out/In Vario, gray | pcs | 199,00 | Supplies for ventilation devices | 250 | 6415879121444
504650 | 7912141 | Vallox Out/In Vario, white | pcs | 199,00 | Supplies for ventilation devices | 250 | 6415879121413
504610 | 7916032 | Roof mounting plate 160-160 Airfi 60,100,130 (R an | pcs | 137,56 | Supplies for ventilation devices | 250 | 6430072691341
711810 |  | Cable Airfi NOMAK 2x2x0,5+0,5 15 m | pcs | 95,23 | Supplies for ventilation devices | 219 | 6410002642926
503735 | 7912130 | Roof mounting plate Vallox 110 MV (R and L model) | pcs | 166,40 | Supplies for ventilation devices | 250 | 6415879121307
504605 | 7916031 | Roof mounting plate 160-125 Airfi 60,100,130 (R an | pcs | 137,56 | Supplies for ventilation devices | 250 | 6430072691358
503765 | 7912121 | Roof mounting plate Vallox 101 MC/MV (R and L mode | pcs | 166,40 | Supplies for ventilation devices | 250 | 6415879121215
504655 | 7911603 | Water trap Vallox Silent Klick | pcs | 50,00 | Supplies for ventilation devices | 250 | 4250845725576
504350 |  | Replacement filter package ILTO 270 M, F-filters | pcs | 25,10 | Filters | 250
504340 |  | Replacement filter package ILTO 260, F-filters | pcs | 25,10 | Filters | 250
504335 |  | Replacement filter package ILTO 250, F-filters | pcs | 18,56 | Filters | 250
504640 | 7916036 | Replacement filter package Airfi Model 150 | pcs | 82,66 | Filters | 250
504635 | 7916035 | Replacement filter package Airfi Model 60/100/130 | pcs | 72,00 | Filters | 250
504370 |  | Replacement filter package ILTO/CASA R120, F-filte | pcs | 79,71 | Filters | 250
504542 |  | Replacement filter package VALLOX 145 MV, F-filter | pcs | 59,00 | Filters | 250
504355 |  | Replacement filter package ILTO 300/350/400, F-f ( | pcs | 17,75 | Filters | 250 | 6430010817239
504400 |  | Replacement filter package Vallox DIGIT 2 SE/132 E | pcs | 41,29 | Filters | 250
504415 |  | Replacement filter Vallox 90 SE,SC 90K | pcs | 30,29 | Filters | 250
504380 |  | Replacement filter ILTO W130 | pcs | 60,01 | Filters | 250
504300 | 7904277 | Replacement filter package Deekax Divk 280/400 | pcs | 39,27 | Filters | 250
504330 |  | Replacement filter package ILMAVA 75/95, F-filter | pcs | 20,30 | Filters | 250 | 6430010817291
504325 | 7911920 | Replacement filter package ILMAVA 70/90, F-filter | pcs | 20,20 | Filters | 250
504360 |  | Replacement filter package ILTO 440, F-filter G3/G | pcs | 31,72 | Filters | 250 | 6430010817246
504410 |  | Replacement filter package VALLOX 121 SE | pcs | 25,50 | Filters | 250
504385 |  | Replacement filter ILTO X100 | pcs | 33,41 | Filters | 250
504422 | 7911446 | Replacement filter package Vallox 096 MV/MC/SE | pcs | 56,10 | Filters | 250
504375 |  | Replacement filter ILTO W80, W100 | pcs | 35,96 | Filters | 250
504320 |  | Replacement filter package Enervent Pelican eu7/eu | pcs | 93,33 | Filters | 250 | 6430010817208
504405 |  | Replacement filter package VALLOX 110 SE, F-filter | pcs | 49,93 | Filters | 250
504420 |  | Filter mat G3 1,0 x 20m polyester | m | 17,85 | Filters | 250
504315 |  | Replacement filter package Enervent Pandion eu7/eu | pcs | 80,89 | Filters | 250 | 6430010817192
504345 |  | Replacement filter package ILTO 270 K, F-filters ( | pcs | 20,30 | Filters | 250 | 6430010817222
504580 | 7906599 | Replacement filter package Swegon Casa W3/4 | pcs | 35,96 | Filters | 250
504365 |  | Replacement filter package ILTO 450, F-filters | pcs | 31,72 | Filters | 250 | 6430010817253
504390 | 7911927 | Replacement filter package VALLOX DIGIT SE/130E, ( | pcs | 25,40 | Filters | 250 | 6430010817321
504582 | 7906687 | Replacement filter package Swegon Casa W5 | pcs | 60,01 | Filters | 250
504310 |  | Replacement filter package Enervent Pingvin eu7, F | pcs | 28,05 | Filters | 250 | 6430010817215
504395 |  | Replacement filter package VALLOX DIGIT/DIGIT S/13 | pcs | 20,30 | Filters | 250 | 6430010817338
495800 | 7830000 | MX-pass-through set for tile roof, black | pcs | 103,54 | Roof penetrations | 260 | 6430010818151
495805 | 7830001 | MX-pass-through set for tile roof, grey | pcs | 103,54 | Roof penetrations | 260 | 6430010818168
495810 | 7830002 | MX-pass-through set for tile roof, brown | pcs | 103,54 | Roof penetrations | 260 | 6430010818175
495815 | 7830003 | MX-pass-through set for tile roof, red | pcs | 103,54 | Roof penetrations | 260 | 6430010818182
495820 | 7830004 | MX-pass-through set for tile roof, brick red | pcs | 103,54 | Roof penetrations | 260 | 6430010818199
495825 | 7830214 | MX-pass-through set for tile roof, green | pcs | 103,54 | Roof penetrations | 260 | 6430050414290
496500 | 7830005 | MX-pass-through set for steel roof, black | pcs | 138,85 | Roof penetrations | 260 | 6430010818205
496505 | 7830006 | MX-pass-through set for steel roof, grey | pcs | 138,85 | Roof penetrations | 260 | 6430010818212
496510 | 7830007 | MX-pass-through set for steel roof, brown | pcs | 138,85 | Roof penetrations | 260 | 6430010818229
496515 | 7830008 | MX-pass-through set for steel roof, red | pcs | 138,85 | Roof penetrations | 260 | 6430010818236
496520 | 7830009 | MX-pass-through set for steel roof, brick red | pcs | 138,85 | Roof penetrations | 260 | 6430010818243
496525 | 7830169 | MX-pass-through set for steel roof, green | pcs | 138,85 | Roof penetrations | 260 | 6430050413866
497200 | 7830010 | MX-pass-through set for standing seam roof, black | pcs | 97,19 | Roof penetrations | 260 | 6430010818250
497205 | 7830011 | MX-pass-through set for standing seam roof, grey | pcs | 97,19 | Roof penetrations | 260 | 6430010818267
497210 | 7830012 | MX-pass-through set for standing seam roof, brown | pcs | 97,19 | Roof penetrations | 260 | 6430010818274
497215 | 7830013 | MX-pass-through set for standing seam roof, red | pcs | 97,19 | Roof penetrations | 260 | 6430010818281
497220 | 7830014 | MX-pass-through set for standing seam roof, brick | pcs | 97,19 | Roof penetrations | 260 | 6430010818298
497225 | 7830170 | MX-pass-through set for standing seam roof, green | pcs | 97,19 | Roof penetrations | 260 | 6430050413873
498655 | 7830258 | MX-Throughput kit Steel-Tapio, green | pcs | 105,02 | Roof penetrations | 260 | 6430050411305
498650 | 7830259 | MX-Throughput kit Steel-Tapio, brick red | pcs | 105,02 | Roof penetrations | 260 | 6430050411299
498645 | 7830260 | MX-Throughput kit Steel-Tapio, red | pcs | 105,02 | Roof penetrations | 260 | 6430050411282
498641 | 7830261 | MX penetration set Steel-Tapio brown | pcs | 105,02 | Roof penetrations | 260 | 6430050411275
498635 | 7830262 | MX-Throughput kit Steel-Tapio, gray | pcs | 105,02 | Roof penetrations | 260 | 6430050411268
498630 | 7830263 | MX-Throughput kit Steel-Tapio, black | pcs | 105,02 | Roof penetrations | 260 | 6430050411251
497900 | 7830015 | MX-pass-through for felt roof, black | pcs | 85,78 | Roof penetrations | 260 | 6430010818304
497905 | 7830016 | MX-pass-through for felt roof, grey | pcs | 85,78 | Roof penetrations | 260 | 6430010818311
497910 | 7830017 | MX-pass-through for felt roof, brown | pcs | 85,78 | Roof penetrations | 260 | 6430010818328
497915 | 7830018 | MX-pass-through for felt roof, red | pcs | 85,78 | Roof penetrations | 260 | 6430010818335
497920 | 7830019 | MX-pass-through for felt roof, brick red | pcs | 85,78 | Roof penetrations | 260 | 6430010818342
497925 | 7830215 | MX-pass-through for felt roof, green | pcs | 85,78 | Roof penetrations | 260 | 6430050414306
498625 | 7830108 | MX-pass-through set 2.0 for steel roof, green | pcs | 97,79 | Roof penetrations | 260 | 6430050413255
498615 | 7830106 | MX-pass-through set 2.0 for steel roof, red | pcs | 97,79 | Roof penetrations | 260 | 6430050413217
498620 | 7830107 | MX-pass-through set 2.0 for steel roof, brick red | pcs | 97,79 | Roof penetrations | 260 | 6430050413224
498610 | 7830105 | MX-pass-through set 2.0 for steel roof, brown | pcs | 97,79 | Roof penetrations | 260 | 6430050413200
498605 | 7830104 | MX-pass-through set 2.0 for steel roof, grey | pcs | 97,79 | Roof penetrations | 260 | 6430050413194
498600 | 7830103 | MX-pass-through set 2.0 for steel roof, black | pcs | 97,79 | Roof penetrations | 260 | 6430050413187
502905 | 7830068 | MX-fastening for underlay, black | pcs | 18,26 | Roof penetrations | 264 | 6430010818830
499300 | 7830025 | MX-exhaust ventilation pipe 125, black | pcs | 166,64 | Exhaust ventilation pipes | 265 | 6430010818403
499305 | 7830026 | MX-exhaust ventilation pipe 125, grey | pcs | 166,64 | Exhaust ventilation pipes | 265 | 6430010818410
499310 | 7830027 | MX-exhaust ventilation pipe 125, brown | pcs | 166,64 | Exhaust ventilation pipes | 265 | 6430010818427
499315 | 7830028 | MX-exhaust ventilation pipe 125, red | pcs | 166,64 | Exhaust ventilation pipes | 265 | 6430010818434
499320 | 7830029 | MX-exhaust ventilation pipe 125, brick red | pcs | 166,64 | Exhaust ventilation pipes | 265 | 6430010818441
499325 | 7830171 | MX-exhaust ventilation pipe 125, green | pcs | 166,64 | Exhaust ventilation pipes | 265 | 6430050413880
499330 | 7830030 | MX-exhaust ventilation pipe 160, black | pcs | 297,91 | Exhaust ventilation pipes | 265 | 6430010818458
499335 | 7830031 | MX-exhaust ventilation pipe 160, grey | pcs | 297,91 | Exhaust ventilation pipes | 265 | 6430010818465
499340 | 7830032 | MX-exhaust ventilation pipe 160, brown | pcs | 297,91 | Exhaust ventilation pipes | 265 | 6430010818472
499345 | 7830033 | MX-exhaust ventilation pipe 160, red | pcs | 297,91 | Exhaust ventilation pipes | 265 | 6430010818489
499350 | 7830034 | MX-exhaust ventilation pipe 160, brick red | pcs | 297,91 | Exhaust ventilation pipes | 265 | 6430010818496
499355 | 7830172 | MX-exhaust ventilation pipe 160, green | pcs | 297,91 | Exhaust ventilation pipes | 265 | 6430050413897
500000 | 7830020 | MX-ventilation pipe, insulated 110, black | pcs | 107,38 | Ventilation pipes | 266 | 6430010818359
500005 | 7830021 | MX-ventilation pipe, insulated 110, grey | pcs | 107,38 | Ventilation pipes | 266 | 6430010818366
500010 | 7830022 | MX-ventilation pipe, insulated 110, brown | pcs | 107,38 | Ventilation pipes | 266 | 6430010818373
500015 | 7830023 | MX-ventilation pipe, insulated 110, red | pcs | 107,38 | Ventilation pipes | 266 | 6430010818380
500020 | 7830024 | MX-ventilation pipe, insulated 110, brick red | pcs | 107,38 | Ventilation pipes | 266 | 6430010818397
500025 | 7830173 | MX-ventilation pipe 110, insulated, green | pcs | 107,38 | Ventilation pipes | 266 | 6430050413903
502900 | 7830102 | MX-flexcoupling 75/110 | pcs | 46,09 | Ventilation pipes | 264 | 6430050413033
500030 | 7830063 | MX-ventilation pipe cowl, black | pcs | 56,23 | Ventilation pipes | 266 | 6430010818786
500035 | 7830064 | MX-ventilation pipe cowl, grey | pcs | 56,23 | Ventilation pipes | 266 | 6430010818793
500040 | 7830065 | MX-ventilation pipe cowl, brown | pcs | 56,23 | Ventilation pipes | 266 | 6430010818809
500045 | 7830066 | MX-ventilation pipe cowl, red | pcs | 56,23 | Ventilation pipes | 266 | 6430010818816
500050 | 7830067 | MX-ventilation pipe cowl, brick red | pcs | 56,23 | Ventilation pipes | 266 | 6430010818823
500052 | 7830174 | MX-ventilation pipe cowl, green | pcs | 56,23 | Ventilation pipes | 266 | 6430050413910
500730 | 7830045 | MX-roof fan 120E/125, silenced, black | pcs | 534,55 | Roof fans | 267 | 6430010818601
500735 | 7830046 | MX-roof fan 120E/125, silenced, grey | pcs | 534,55 | Roof fans | 267 | 6430010818618
500740 | 7830047 | MX-roof fan 120E/125, silenced, brown | pcs | 534,55 | Roof fans | 267 | 6430010818625
500745 | 7830048 | MX-roof fan 120E/125, silenced, red | pcs | 534,55 | Roof fans | 267 | 6430010818632
500750 | 7830049 | MX-roof fan 120E/125, silenced, brick red | pcs | 534,55 | Roof fans | 267 | 6430010818649
500755 | 7830176 | MX-roof fan 120E/125, silenced, green | pcs | 534,55 | Roof fans | 267 | 6430050413934
500760 | 7830050 | MX-roof fan 180E/160, silenced, black | pcs | 652,65 | Roof fans | 267 | 6430010818656
500765 | 7830051 | MX-roof fan 180E/160, silenced, grey | pcs | 652,65 | Roof fans | 267 | 6430010818663
500770 | 7830052 | MX-roof fan 180E/160, silenced, brown | pcs | 652,65 | Roof fans | 267 | 6430010818670
500775 | 7830053 | MX-roof fan 180E/160, silenced, red | pcs | 652,65 | Roof fans | 267 | 6430010818687
500780 | 7830054 | MX-roof fan 180E/160, silenced, brick red | pcs | 652,65 | Roof fans | 267 | 6430010818694
500785 | 7830177 | MX-roof fan 180E/160, silenced, green | pcs | 652,65 | Roof fans | 267 | 6430050413941
500880 | 7830055 | MX-radon fan 110, black | pcs | 402,72 | Roof fans | 267 | 6430010818700
500885 | 7830056 | MX-radon fan 110, grey | pcs | 402,72 | Roof fans | 267 | 6430010818717
500890 | 7830057 | MX-radon fan 110, brown | pcs | 402,72 | Roof fans | 267 | 6430010818724
500895 | 7830058 | MX-radon fan 110, red | pcs | 402,72 | Roof fans | 267 | 6430010818731
500900 | 7830059 | MX-radon fan 110, brick red | pcs | 402,72 | Roof fans | 267 | 6430010818748
500905 | 7830178 | MX-radon fan 110, green | pcs | 402,72 | Roof fans | 267 | 6430050413958
500790 | 7830082 | MX-roof fan 70/125, motorpart, black | pcs | 187,51 | Roof fans | 267 | 6430050410117
500795 | 7830083 | MX-roof fan 70/125, motorpart, grey | pcs | 187,51 | Roof fans | 267 | 6430050410124
500800 | 7830084 | MX-roof fan 70/125, motorpart, brown | pcs | 187,51 | Roof fans | 267 | 6430050410131
500805 | 7830085 | MX-roof fan 70/125, motorpart, red | pcs | 187,51 | Roof fans | 267 | 6430050410148
500810 | 7830086 | MX-roof fan 70/125, motorpart, brick red | pcs | 187,51 | Roof fans | 267 | 6430050410155
500815 | 7830181 | MX-roof fan 70/125, motorpart, green | pcs | 187,51 | Roof fans | 267 | 6430050413989
500860 | 7830099 | MX-roof fan 180E/160, motorpart, brown | pcs | 215,28 | Roof fans | 267 | 6430050410285
500850 | 7830097 | MX-roof fan 180E/160, motorpart, black | pcs | 215,28 | Roof fans | 267 | 6430050410261
500875 | 7830183 | MX-roof fan 180E/160, motorpart, green | pcs | 215,28 | Roof fans | 267 | 6430050414009
500855 | 7830098 | MX-roof fan 180E/160, motorpart, grey | pcs | 215,28 | Roof fans | 267 | 6430050410278
500870 | 7830101 | MX-roof fan 180E/160, motorpart, brick red | pcs | 215,28 | Roof fans | 267 | 6430050410308
500865 | 7830100 | MX-roof fan 180E/160, motorpart, red | pcs | 215,28 | Roof fans | 267 | 6430050410292
500840 | 7830096 | MX-roof fan 120E/125, motorpart, brick red | pcs | 187,51 | Roof fans | 267 | 6430050410254
500835 | 7830095 | MX-roof fan 120E/125, motorpart, red | pcs | 187,51 | Roof fans | 267 | 6430050410247
500830 | 7830094 | MX-roof fan 120E/125, motorpart, brown | pcs | 187,51 | Roof fans | 267 | 6430050410230
500820 | 7830092 | MX-roof fan 120E/125, motorpart, black | pcs | 187,51 | Roof fans | 267 | 6430050410216
500845 | 7830182 | MX-roof fan 120E/125, motorpart, green | pcs | 187,51 | Roof fans | 267 | 6430050413996
500825 | 7830093 | MX-roof fan 120E/125, motorpart, grey | pcs | 187,51 | Roof fans | 267 | 6430050410223
500925 | 7830080 | MX-radon fan 110, motorpart, red | pcs | 187,51 | Roof fans | 267 | 6430050410094
500920 | 7830079 | MX-radon fan 110, motorpart, brown | pcs | 187,51 | Roof fans | 267 | 6430050410087
500935 | 7830180 | MX-radon fan 110, motorpart, green | pcs | 187,51 | Roof fans | 267 | 6430050413972
500930 | 7830081 | MX-radon fan 110, motorpart, brick red | pcs | 187,51 | Roof fans | 267 | 6430050410100
500915 | 7830078 | MX-radon fan 110, motorpart, grey | pcs | 187,51 | Roof fans | 267 | 6430050410070
500910 | 7830077 | MX-radon fan 110, motorpart, black | pcs | 187,51 | Roof fans | 267 | 6430050410063
162100 | 7830061 | MX-ventilation pole 160, black | pcs | 114,84 | Ventilation poles | 268 | 6430010818762
162105 | 7830062 | MX-ventilation pole 160, grey | pcs | 114,84 | Ventilation poles | 268 | 6430010818779
162110 | 7830060 | MX-ventilation pole 160, light grey | pcs | 114,84 | Ventilation poles | 268 | 6430010818755
162115 | 7830069 | MX-ventilation pole add-on 330 mm, black | pcs | 29,06 | Ventilation poles | 268 | 6430010818847
162120 | 7830070 | MX-ventilation pole add-on 330 mm, grey | pcs | 29,06 | Ventilation poles | 268 | 6430010818854
162125 | 7830071 | MX-ventilation pole add-on 330 mm, light grey | pcs | 29,06 | Ventilation poles | 268 | 6430010818861
162800 |  | Ventilation pipe PEH 110 x 1000 | pcs | 40,19 | Ventilation poles | 203
162805 |  | Ventilation pipe PEH 160 x 1000 | pcs | 69,67 | Ventilation poles | 203
162820 |  | Ventilation pipe PEH 160x1000x400 | pcs | 75,58 | Ventilation poles | 203 | 6430010812524
162810 |  | Ventilation pipe PEH 110x1000x400 | pcs | 53,14 | Ventilation poles | 203 | 6430010812500
162825 |  | Ventilation pipe PEH 160x1200x400 | pcs | 81,70 | Ventilation poles | 203 | 6430010812531
162830 |  | Ventilation pipe PEH 200x1200x600 | pcs | 94,35 | Ventilation poles | 203
162815 |  | Ventilation pipe PEH 110x1200x400 | pcs | 59,26 | Ventilation poles | 203 | 6430010812517
439295 |  | Ventilation pipe holder 110 distance 80mm | pcs | 18,18 | Ventilation poles | 215
439305 |  | Ventilation pipe holder 160 distance 100mm | pcs | 22,77 | Ventilation poles | 215
439290 | 3231352 | Ventilation pipe holder 75mm distance 50 mm | pcs | 5,81 | Ventilation poles | 215
439300 |  | Ventilation pipe holder 110mm distance 50 mm | pcs | 9,52 | Ventilation poles | 215 | 6430010812548
439310 | 3231360 | Ventilation pipe holder 160mm distance 50 mm | pcs | 23,17 | Ventilation poles | 215 | 6430010812555
439315 | 3231362 | Ventilation pipe holder 200 distance 50 mm | pcs | 11,76 | Ventilation poles | 215
505165 | 8013900 | Thyristor controller 1.0 A IP54/44 | pcs | 95,06 | Regulators | 153
500940 | 7816100 | MX-fan controller WC-MC1-W 0,1-1 A, white | pcs | 243,01 | Regulators | 267 | 6415878161007
500945 | 7816101 | MX-fan controller WC-MC1-G 0,1-1 A, grey | pcs | 243,01 | Regulators | 267 | 6415878161014
500950 | 7816102 | MX-fan controller WC-MC1-A 0,1-1 A, aluminum | pcs | 243,01 | Regulators | 267 | 6415878161021
503300 |  | MX-roof hatch underlayment fastener | pcs | 101,91 | MX-ceiling hatches | 261
503000 | 7830252 | MX-roof hatch 1100/600, black | pcs | 436,76 | MX-ceiling hatches | 261 | 6430050416249
503005 | 7830253 | MX-roof hatch 1100/600, grey | pcs | 436,76 | MX-ceiling hatches | 261 | 6430050416256
503010 | 7830254 | MX-roof hatch 1100/600, brown | pcs | 436,76 | MX-ceiling hatches | 261 | 6430050416263
503015 | 7830255 | MX-roof hatch 1100/600, red | pcs | 436,76 | MX-ceiling hatches | 261 | 6430050416270
503020 | 7830256 | MX-roof hatch 1100/600, brick red | pcs | 436,76 | MX-ceiling hatches | 261 | 6430050416287
503025 | 7830257 | MX-roof hatch 1100/600, green | pcs | 436,76 | MX-ceiling hatches | 261 | 6430050416294
510900 | 8353110 | Ventilation bracket M8/M10100mm galvanized | pcs | 2,58 | Air conditioning pipe clamps | 256
510905 | 8353112 | Ventilation bracket M8/M10125mm galvanized | pcs | 2,69 | Air conditioning pipe clamps | 256
510910 | 8353114 | Ventilation bracket M8/M10160mm galvanized | pcs | 3,14 | Air conditioning pipe clamps | 256
510915 | 8353116 | Ventilation bracket M8/M10200mm galvanized | pcs | 3,58 | Air conditioning pipe clamps | 256
510920 | 8353118 | Ventilation bracket M8/M10250mm galvanized | pcs | 4,70 | Air conditioning pipe clamps | 256
510925 | 8353120 | Ventilation bracket M8/M10315mm galvanized | pcs | 6,83 | Air conditioning pipe clamps | 256
510935 | 8352822 | Ventilation bracket M8/M10400mm galvanized | pcs | 7,69 | Air conditioning pipe clamps | 256 | 4028732410436
510940 | 8352824 | Ventilation bracket M8/M10500mm galvanized | pcs | 51,61 | Air conditioning pipe clamps | 256 | 4028732423337
510945 | 8352827 | Ventilation bracket M8/M10630mm galvanized | pcs | 66,98 | Air conditioning pipe clamps | 256 | 4028732423689
510950 | 3203000 | Ventilation bracket M8/M10800mm galvanized | pcs | 93,33 | Air conditioning pipe clamps | 256 | 4028732423832
510930 | 8351010 | Ventilation band 20 x 0.75 mm | m | 1,11 | Air conditioning pipe clamps | 256
438155 | 8353018 | Ventilation bracket pair 250 mm galvanized | pr | 3,67 | Air conditioning pipe clamps | 215 | 6415895080084
438160 | 8353020 | Ventilation bracket pair 315 mm galvanized | pr | 5,41 | Air conditioning pipe clamps | 215 | 6415895080107
438135 | 8353010 | Ventilation bracket pair 100mm galvanized | pr | 2,45 | Air conditioning pipe clamps | 215 | 6415895080015
438150 | 8353016 | Ventilation bracket pair 200mm galvanized | pr | 2,96 | Air conditioning pipe clamps | 215 | 6415895080060
438145 | 8353014 | Ventilation bracket pair 160mm galvanized | pr | 2,45 | Air conditioning pipe clamps | 215 | 6415895080046
442505 | 8690014 | Sink cabinet bottom tray gasket set Askari | pcs | 42,00 | Air conditioning pipe clamps | 92 | 6430045620019
442500 | 6581720 | APK hose penetration seal Tiskari | pcs | 37,55 | Air conditioning pipe clamps | 92 | 6430045620002
440285 | 8351101 | Band fischer 19x0,75mm 25m 1pcs | rl | 64,50 | Air conditioning pipe clamps | 215 | 4048962174038
440469 | 8351128 | Ventilation clamp fischer 100mm 10/pac | pcs | 0,68 | Air conditioning pipe clamps | 215 | 4048962144185
440470 | 8351129 | Ventilation clamp fischer 125mm 10/pac | pcs | 0,76 | Air conditioning pipe clamps | 215 | 4048962144222
440471 | 8351130 | Ventilation clamp fischer 160mm 10/pac | pcs | 0,90 | Air conditioning pipe clamps | 215 | 4048962144239
440472 | 8351131 | Ventilation clamp fischer 200mm 10/pac | pcs | 1,11 | Air conditioning pipe clamps | 215 | 4048962144246
440473 | 8351132 | Ventilation clamp fischer 250mm 10/pac | pcs | 1,74 | Air conditioning pipe clamps | 215 | 4048962144253
440474 | 8351133 | Ventilation clamp fischer 315mm 10/pac | pcs | 2,15 | Air conditioning pipe clamps | 215 | 4048962144260
440475 | 8351134 | Ventilation clamp fischer 400mm 10/pac | pcs | 3,50 | Air conditioning pipe clamps | 215 | 4048962144277
440476 | 8351135 | Ventilation clamp fischer 500mm 10/pac | pcs | 4,08 | Air conditioning pipe clamps | 215 | 4048962144284
440477 | 8351136 | Ventilation clamp fischer 630mm 10/pac | pcs | 5,01 | Air conditioning pipe clamps | 215 | 4048962144291
440478 | 8351137 | Ventilation clamp fischer 800mm 10/pac | pcs | 7,24 | Air conditioning pipe clamps | 215 | 4048962144307
440479 | 8351138 | Ventilation clamp fischer 1000mm 10/pac | pcs | 9,04 | Air conditioning pipe clamps | 215 | 4048962144314
440480 | 8351139 | Ventilation clamp fischer 1250mm 10/pac | pcs | 11,27 | Air conditioning pipe clamps | 215 | 4048962144321
440466 |  | Ventilation clamp fischer M8/M10 500mm 1pcs | pcs | 19,95 | Air conditioning pipe clamps | 215 | 4048962461695
440467 |  | Ventilation clamp fischer M8/M10 630mm 1pcs | pcs | 37,72 | Air conditioning pipe clamps | 215 | 4048962461725
440468 |  | Ventilation clamp fischer M8/M10 800mm 1pcs | pcs | 39,93 | Air conditioning pipe clamps | 215 | 4048962461749
440459 | 8351121 | Ventilation clamp fischer M8/M10 100mm 25/pac | pcs | 2,95 | Air conditioning pipe clamps | 215 | 4048962144338
440460 | 8351122 | Ventilation clamp fischer M8/M10 125mm 25/pac | pcs | 3,50 | Air conditioning pipe clamps | 215 | 4048962144345
440461 | 8351123 | Ventilation clamp fischer M8/M10 160mm 25/pac | pcs | 3,95 | Air conditioning pipe clamps | 215 | 4048962144352
440462 | 8351124 | Ventilation clamp fischer M8/M10 200mm 10/pac | pcs | 4,95 | Air conditioning pipe clamps | 215 | 4048962144369
440463 | 8351125 | Ventilation clamp fischer M8/M10 250mm 10/pac | pcs | 6,85 | Air conditioning pipe clamps | 215 | 4048962144383
440464 | 8351126 | Ventilation clamp fischer M8/M10 315mm 10/pac | pcs | 8,38 | Air conditioning pipe clamps | 215 | 4048962144390
440465 | 8351127 | Ventilation clamp fischer M8/M10 400mm 10/pac | pcs | 10,03 | Air conditioning pipe clamps | 215 | 4048962144406
703621 |  | Dust-tight protective membrane Pro Clima RB 1.5 x | rl | 160,00 | Air conditioning pipe clamps | 234 | 4026639011961
508040 |  | Bitumen roof penetration 75mm | pcs | 39,00 | Air conditioning pipe clamps | 253
508045 |  | Bitumen roof penetration 110mm | pcs | 66,70 | Air conditioning pipe clamps | 253
508050 |  | Bitumen roof penetration 160mm | pcs | 68,45 | Air conditioning pipe clamps | 253
438397 | 3231114 | Console bracket 300 without support galvanized | pcs | 11,50 | Console and duct brackets | 215 | 6415895051404
438400 | 3231123 | Console bracket 300 with support galvanized | pcs | 13,50 | Console and duct brackets | 215
438415 | 3231126 | Console bracket 600 with support galvanized | pcs | 17,95 | Console and duct brackets | 215
438405 | 3231124 | Console bracket 400 with support galvanized | pcs | 14,95 | Console and duct brackets | 215
438410 | 3231125 | Console bracket 500 with support galvanized | pcs | 15,95 | Console and duct brackets | 215
437860 | 3215637 | Mounting rail 27/15/1,25 mm L=2m | pcs | 16,52 | Console and duct brackets | 215
439320 | 3231004 | U-rail 2x2000 mm galvanized | pcs | 14,11 | Console and duct brackets | 215
439325 | 3231006 | U-rail 3x2000 mm galvanized | pcs | 18,71 | Console and duct brackets | 215
438570 | 3231014 | L-rail 2x2000 galvanized | pcs | 12,70 | Console and duct brackets | 215
439970 | 8353574 | Ventilation shaft foot bracket Zn | pcs | 39,95 | Console and duct brackets | 215 | 6415883532519
439975 | 8352019 | Ventilation shaft tube 3/4 x 250 mm | pcs | 6,25 | Console and duct brackets | 215 | 6415883520196
439980 | 8352006 | "IV support coupling 100 mm 3/4"" female" | pcs | 9,40 | Console and duct brackets | 215 | 6415883520066
439985 | 8352007 | "IV support coupling 125 mm 3/4"" female" | pcs | 18,45 | Console and duct brackets | 215 | 6415883520073
439990 | 8352008 | "Ventilation shaft bracket 160 mm 3/4"" socket" | pcs | 12,90 | Console and duct brackets | 215 | 6415883520080
439995 | 8352009 | "Ventilation shaft bracket 200 mm 3/4"" socket" | pcs | 20,00 | Console and duct brackets | 215 | 6415883520097
440000 | 8352010 | "Ventilation shaft bracket 250 mm 3/4"" socket" | pcs | 30,00 | Console and duct brackets | 215 | 6415883520103
440005 | 8352011 | "Ventilation shaft bracket 315 mm 3/4"" socket" | pcs | 46,50 | Console and duct brackets | 215 | 6415883520110
440010 | 8352012 | "Ventilation shaft bracket 400 mm 3/4"" socket" | pcs | 55,00 | Console and duct brackets | 215 | 6415883520127
440015 | 8352013 | "Ventilation shaft bracket 500 mm 3/4"" socket" | pcs | 70,00 | Console and duct brackets | 215 | 6415883520134
440020 | 8352014 | "Ventilation shaft bracket 630 mm 3/4"" socket" | pcs | 85,00 | Console and duct brackets | 215 | 6415883520141
440267 | 3219102 | U console fischer L=300mm 1pcs | pcs | 12,40 | Console and duct brackets | 215 | 4048962144581
440268 | 3219103 | U console fischer L=400mm 1pcs | pcs | 14,81 | Console and duct brackets | 215 | 4048962144598
440269 | 3219104 | U console fischer L=500mm 1pcs | pcs | 17,23 | Console and duct brackets | 215 | 4048962144604
440270 | 3219105 | U console fischer L=600mm 1pcs | pcs | 19,65 | Console and duct brackets | 215 | 4048962144611
440266 | 3219026 | U console fischer L=300mm 1pcs | pcs | 9,02 | Console and duct brackets | 215 | 4048962144574
440264 | 3219110 | Channel fischer U-2 2x30x30x30 L=2000mm 6/pac | pcs | 19,95 | Console and duct brackets | 215 | 4048962144666
440265 | 3219111 | Channel fischer U-3 3x30x30x30 L=2000mm 6/pac | pcs | 44,50 | Console and duct brackets | 215 | 4048962144673
440263 | 3219109 | Channel fischer L-3 3x30x30 L=2000mm 10/pac | pcs | 16,95 | Console and duct brackets | 215 | 4048962144659
440483 | 8351105 | Heavy duty ventilat fischer 100mm 3/4'' 1pcs | pcs | 7,39 | Console and duct brackets | 215 | 4048962144932
440484 | 8351106 | Heavy duty ventilat fischer 125mm 3/4'' 1pcs | pcs | 8,08 | Console and duct brackets | 215 | 4048962144949
440485 | 8351107 | Heavy duty ventilat fischer 160mm 3/4'' 1pcs | pcs | 9,05 | Console and duct brackets | 215 | 4048962144956
440486 | 8351108 | Heavy duty ventilat fischer 200mm 3/4'' 1pcs | pcs | 9,89 | Console and duct brackets | 215 | 4048962144963
440487 | 8351109 | Heavy duty ventilat fischer 250mm 3/4'' 1pcs | pcs | 11,70 | Console and duct brackets | 215 | 4048962144970
440488 | 8351110 | Heavy duty ventilat fischer 315mm 3/4'' 1pcs | pcs | 14,12 | Console and duct brackets | 215 | 4048962144987
440489 | 8351111 | Heavy duty ventilat fischer 400mm 3/4'' 1pcs | pcs | 15,91 | Console and duct brackets | 215 | 4048962144994
440490 | 8351112 | Heavy duty ventilat fischer 500mm 3/4'' 1pcs | pcs | 29,15 | Console and duct brackets | 215 | 4048962145007
440491 | 8351113 | Heavy duty ventilat fischer 630mm 3/4'' 1pcs | pcs | 38,70 | Console and duct brackets | 215 | 4048962145014
440482 | 8351118 | Threaded pipe fischer 250mm 1pcs | pcs | 5,60 | Console and duct brackets | 215 | 4048962145069
440481 | 8351117 | Saddle fischer 100x60x4mm 1pcs | pcs | 7,36 | Console and duct brackets | 215 | 4048962145052
438395 |  | Mounting plate M8/M10 stainless | pcs | 12,43 | Rivets, screws, nuts and washers | 215
438390 | 3230218 | Mounting plate M8/10 galvanized (base plate) | pcs | 5,50 | Rivets, screws, nuts and washers | 215
439965 | 3230214 | "Base plate Zn 3/4"" socket" | pcs | 4,25 | Rivets, screws, nuts and washers | 215 | 6415895067887
440025 | 3211005 | Threaded rod, hollow 3/4x2000 Zn | m | 40,10 | Rivets, screws, nuts and washers | 215 | 6415895064732
439195 | 3230200 | Base plate M8 50-90 mm galvanized without pin | pcs | 2,35 | Rivets, screws, nuts and washers | 215
440272 | 3232921 | Base plate fischer DPF M8 60-105mm 50/pac | pcs | 5,52 | Rivets, screws, nuts and washers | 215 | 4006209246481
440271 | 3219055 | Base plate fischer GPL M8/10 25/pac | pcs | 2,95 | Rivets, screws, nuts and washers | 215 | 4048962376111
440273 | 3285272 | Base plate fischer Kombi M8/M10 80x30x3 A4 1pcs | pcs | 7,04 | Rivets, screws, nuts and washers | 215 | 4048962452068
440158 | 8351119 | Blind rivet fischer 3,2x8mm steel/steel 1000/pac | bx | 39,75 | Rivets, screws, nuts and washers | 215 | 4048962149388
440159 | 8351120 | Blind rivet fischer 3,2x10mm steel/steel 1000/pac | bx | 44,90 | Rivets, screws, nuts and washers | 215 | 4048962149395
440259 | 3219148 | "Base plate fischer BSP 1/2"" 1pcs" | pcs | 4,95 | Rivets, screws, nuts and washers | 215 | 4048962150056
440260 | 3219149 | "Base plate fischer BSP 3/4"" 1pcs" | pcs | 5,25 | Rivets, screws, nuts and washers | 215 | 4048962150063
440290 | 3211859 | "Threaded pipe fischer G 1/2"" 2m 1pcs" | pcs | 95,00 | Rivets, screws, nuts and washers | 215 | 4048962144918
440291 | 3211860 | "Threaded pipe fischer G 3/4"" 2m 1pcs" | pcs | 119,00 | Rivets, screws, nuts and washers | 215 | 4048962144925
440582 | 3285274 | Threated pipe fischer 3/4'' A4 2m 1pcs | pcs | 274,75 | Rivets, screws, nuts and washers | 215 | 4048962452280
439196 |  | Base plate M8 | pcs | 2,24 | Rivets, screws, nuts and washers | 215 | 4038898391388
439197 |  | Base plate M10 | pcs | 2,24 | Rivets, screws, nuts and washers | 215 | 4038898391395
440320 | 3285091 | Cover cap fischer AK 17 100/pac | pcs | 0,62 | FLS light rail system | 215 | 4048962265910
440321 | 3285092 | Cover cap fischer AK 30 100/pac | pcs | 0,73 | FLS light rail system | 215 | 4048962265927
440313 | 3219177 | T-head bolt fischer FHS Clix 8x30 100/pac | pcs | 2,55 | FLS light rail system | 215 | 4048962265156
440314 | 3219178 | T-head bolt fischer FHS Clix 8x40 100/pac | pcs | 2,60 | FLS light rail system | 215 | 4048962265163
440315 | 3219179 | T-head bolt fischer FHS Clix 8x60 100/pac | pcs | 2,70 | FLS light rail system | 215 | 4048962265170
440316 | 3219180 | T-head bolt fischer FHS Clix 8x80 50/pac | pcs | 2,81 | FLS light rail system | 215 | 4048962265187
440317 | 3219181 | T-head bolt fischer FHS Clix 8x100 50/pac | pcs | 2,98 | FLS light rail system | 215 | 4048962265194
440318 | 3285094 | T-head bolt fischer FHS Clix 8x140 50/pac | pcs | 3,56 | FLS light rail system | 215 | 4048962324402
440319 | 3285095 | T-head bolt fischer FHS Clix 8x190 50/pac | pcs | 4,77 | FLS light rail system | 215 | 4048962324426
440308 | 3219186 | Cantilever arm fischer ALK 17-200 10/pac | pcs | 14,21 | FLS light rail system | 215 | 4048962265835
440309 | 3219187 | Cantilever arm fischer ALK 17-300 10/pac | pcs | 15,89 | FLS light rail system | 215 | 4048962265842
440310 | 3219188 | Cantilever arm fischer ALK 30-200 10/pac | pcs | 17,00 | FLS light rail system | 215 | 4048962265859
440311 | 3219189 | Cantilever arm fischer ALK 30-300 10/pac | pcs | 19,44 | FLS light rail system | 215 | 4048962265866
440312 | 3219190 | Cantilever arm fischer ALK 30-450 10/pac | pcs | 19,93 | FLS light rail system | 215 | 4048962265873
440306 | 3219182 | Channel washer fischer HK 31 8,5 50/pac | pcs | 1,95 | FLS light rail system | 215 | 4048962265248
440307 | 3219183 | Channel washer fischer HK 31 10,5 50/pac | pcs | 1,95 | FLS light rail system | 215 | 4048962265255
440303 | 3219175 | Sliding channel nut fischer FSM Clix M8 50/pac | pcs | 2,35 | FLS light rail system | 215 | 4048962265132
440304 | 3219176 | Sliding channel nut fischer FSM Clix M10 50/pac | pcs | 2,45 | FLS light rail system | 215 | 4048962265149
440305 | 3219174 | Sliding channel nut fischer FSM Clix P8 50/pac | pcs | 2,15 | FLS light rail system | 215 | 4048962265088
440302 | 3219173 | Channel connector fischer SV 31 25/pac | pcs | 2,50 | FLS light rail system | 215 | 4048962265033
440301 | 3219185 | Angle bracket fischer MW Clix 90° 10/pac | pcs | 2,62 | FLS light rail system | 215 | 4048962265279
440300 | 3219184 | Saddle flange fischer SF Clix 31 10/pac | pcs | 2,05 | FLS light rail system | 215 | 4048962265262
440296 | 3285914 | Channel fischer FLS 17/1.0 2m 8/pac | pcs | 16,95 | FLS light rail system | 215 | 4048962521368
440297 | 3285915 | Channel fischer FLS 17/1.0 3m 8/pac | pcs | 25,50 | FLS light rail system | 215 | 4048962521375
440298 | 3285916 | Channel fischer FLS 30/1.0 2m 8/pac | pcs | 19,95 | FLS light rail system | 215 | 4048962521382
440299 | 3285917 | Channel fischer FLS 30/1.0 3m 8/pac | pcs | 29,95 | FLS light rail system | 215 | 4048962521399
152400 |  | EPS 120 ROUTA 50mm (12m2/pkg) | pkg | 95,76 | EPS | 192
152420 |  | EPS 120 ROUTA 100mm (6m2/pkg) | pkg | 95,76 | EPS | 192
152405 |  | EPS 120 Pro ROUTA 50mm (12m2/pkg) | pkg | 103,62 | EPS | 192
152425 |  | EPS 120 Pro ROUTA 100mm (6m2/pkg) | pkg | 103,65 | EPS | 192
152390 |  | EPS 100 LATTIA 50mm (12m2/pkg) | pkg | 84,27 | EPS | 192
152395 |  | EPS 100 LATTIA 100mm (6m2/pkg) | pkg | 84,27 | EPS | 192
708275 |  | Finnfoam 70x160x130 mm pipe enclosure | pkg | 52,90 | XPS | 193
708280 |  | Finnfoam 70x220x210mm pipe enclosure | pkg | 70,70 | XPS | 193
708285 |  | Finnfoam 50x500x285 mm pipe enclosure | pkg | 75,60 | XPS | 193
708290 |  | Finnfoam 100x1000x585mm pipe enclosure | pkg | 152,00 | XPS | 193
708295 |  | Finnfoam 500x500x285 mm column formwork | pkg | 26,00 | XPS | 193
713155 |  | Pordrän internal angle for Cover strip 110mm | pcs | 17,44 | Pordrän | 166
713165 |  | Pordrän internal angle for Cover strip 210mm | pcs | 20,35 | Pordrän | 166
713150 |  | Pordrän outer angle for Cover strip 110mm | pcs | 17,44 | Pordrän | 166
713160 |  | Pordrän outer angle for Cover strip 210mm | pcs | 20,35 | Pordrän | 166
152560 |  | Pordrän Insulation Board P30 1200x750x100mm | pkg | 225,00 | Pordrän | 192
152455 |  | Pordrän Insulation Board P19 1200x750x100mm | pkg | 198,00 | Pordrän | 192 | 7350034876748
713140 |  | Pordrän Cover strip 100 x 2500mm | pcs | 14,59 | Pordrän | 166 | 7350034876724
713145 |  | Pordrän Cover strip 200 x 2500mm | pcs | 17,49 | Pordrän | 166 | 7350034876731
701245 |  | Pordrän sealing compound 290ml | pcs | 18,50 | Pordrän | 235
712427 |  | Safety cloth Pordrän 2,5 x 30m | rl | 369,99 | Pordrän | 165
701240 |  | Pordrän Waterproofing 5kg | pcs | 79,50 | Pordrän | 235 | 7350080360055
260115 | 3269862 | SOUDAL FIRE BOARD PRO-D-S-RIBBED-60 | pcs | 130,00 | Fire stop boards and wraps | 291 | 5411183168831
260110 | 3269532 | Soudal Fire Board Pro 60x600x1200mm | pcs | 130,00 | Fire stop boards and wraps | 291 | 5411183164246
260135 | 3269525 | Soudawrap P FR 55mm | pcs | 27,50 | Fire stop boards and wraps | 291 | 5411183164437
260140 | 3269526 | Soudawrap P FR 82mm | pcs | 28,50 | Fire stop boards and wraps | 291 | 5411183164444
260145 | 3269527 | Soudawrap P FR 110mm | pcs | 29,00 | Fire stop boards and wraps | 291 | 5411183164390
260150 | 3269536 | Soudawrap P FR 125mm | pcs | 35,00 | Fire stop boards and wraps | 291 | 5411183164406
260155 | 3269530 | Soudawrap P FR 160mm | pcs | 47,50 | Fire stop boards and wraps | 291 | 5411183164413
260165 | 3269855 | Soudal putty cord FR Grey 5x20cm | pcs | 60,00 | Fire stop boards and wraps | 234 | 5411183164260
726050 | 3270503 | SOUDAL - Firestop sticker 50pcs | pcs | 16,71 | Fire stop boards and wraps | 220 | 6430011308439
260160 | 3269529 | Soudawrap P FR 50mmx1,8mmx25m | pcs | 550,00 | Fire stop boards and wraps | 291 | 5411183164420
260105 | 3269531 | SOUDAL BACKING 25X48X600MM (15/box) | pcs | 70,00 | Sealants and foams | 291 | 5411183164239
260170 | 3269533 | SOUDAL - Soudablock FR | pcs | 47,50 | Sealants and foams | 291 | 5411183164383
701165 | 3269516 | Soudagraphite FR Grey 310ml | pcs | 24,51 | Sealants and foams | 235 | 5411183164222
727355 | 3269517 | SOUDAL - Soudafoam FR Duo | pcs | 85,00 | Sealants and foams | 291 | 5411183164369
701160 | 3269518 | Soudal Acryrub FR PS White 310ml | pcs | 12,81 | Sealants and foams | 235 | 5411183164086
701230 | 3269860 | Fire stopping sealant Soudal Acryrub FR PS 600ml | pcs | 17,60 | Sealants and foams | 235 | 5411183164093
701224 |  | Vapour barrier adhesive Soudal Vapourseal 600ml | pcs | 26,63 | Sealants and foams | 235 | 5411183107809
701228 | 3267797 | Acrylic sealant Soudal Acryrub white 600ml | pcs | 5,34 | Sealants and foams | 235 | 5411183116023
700927 |  | Soudal Soudabond Turbo Gun 750m | pcs | 22,95 | Sealants and foams | 235 | 5411183171428
260120 | 3269522 | Soudacollar P FR 125x60mm | pcs | 55,00 | Fireman’s helmets | 291 | 5411183164123
260125 | 3269534 | Soudacollar P FR 200x75mm | pcs | 250,00 | Fireman’s helmets | 291 | 5411183164147
260100 | 3269528 | Soudacompound FR White 20l | pcs | 95,00 | Fireman’s helmets | 291 | 5411183164215
260130 | 3269098 | JOINTS - AF Multi Collar Pro+ 3m | pcs | 390,00 | Fireman’s helmets | 291 | 6430011308101
109840 | 3269521 | Fire collar Soudal Soudacollar P FR 55mm | pcs | 40,00 | Fireman’s helmets | 291
109845 | 3269524 | Fire collar Soudal Soudacollar P FR 82mm | pcs | 45,00 | Fireman’s helmets | 291
109850 | 3269520 | Fire collar Soudal Soudacollar P FR 110mm | pcs | 50,00 | Fireman’s helmets | 291
109855 | 3269523 | Fire collar Soudal Soudacollar P FR 160mm | pcs | 85,00 | Fireman’s helmets | 291 | 5411183164130
704290 |  | Spacer E100 15-20mm | bag | 36,90 | Reinforcement supports and stands | 223 | 6430010810384
704300 |  | Spacer E100 25-30mm | bag | 37,45 | Reinforcement supports and stands | 223 | 6430010810391
704310 |  | Spacer E100 35-40mm | bag | 44,50 | Reinforcement supports and stands | 223 | 6430010810407
704320 |  | Spacer E100 45-50mm | bag | 46,55 | Reinforcement supports and stands | 223 | 6430010810414
704325 |  | Spacer E100- 55/60 250pcs/bag | bag | 66,00 | Reinforcement supports and stands | 223 | 6430050412098
704335 |  | Spacer E100 65-70mm | bag | 69,50 | Reinforcement supports and stands | 223 | 6430010810421
704340 |  | Spacer E100- 75/80 250pcs/bag | bag | 94,71 | Reinforcement supports and stands | 223 | 6430050419929
704350 |  | Spacer E100 95-100mm | bag | 101,06 | Reinforcement supports and stands | 223 | 6430010810438
704355 |  | Spacer E100- 125/130 200pcs/bag | bag | 186,80 | Reinforcement supports and stands | 223 | 6430050419936
704360 |  | Spacer E100- 135/140 200pcs/bag | bag | 208,34 | Reinforcement supports and stands | 223 | 6430050419943
723860 |  | Reinforcement hook, mounted, long | pcs | 76,25 | Reinforcement supports and stands | 220
704200 |  | Spacer H814/15/1000 pc. (vault/wall platform) | bag | 99,60 | Reinforcement supports and stands | 223 | 6430010817560
704205 |  | Spacer H814/20/1000 pc. (vault/wall platform) | bag | 106,38 | Reinforcement supports and stands | 223 | 6430050411688
704215 |  | Spacer H814/25/1000 pc. (vault/wall platform) | bag | 113,21 | Reinforcement supports and stands | 223 | 6430010817574
704225 |  | Spacer H814/30/800 pc. (vault/wall platform) | bag | 99,38 | Reinforcement supports and stands | 223 | 6430050411695
704235 |  | Spacer H814/35/800 pc. (vault/wall platform) | bag | 105,33 | Reinforcement supports and stands | 223 | 6430050411701
704240 |  | Spacer H814/40/500 pc. (vault/wall platform) | bag | 70,86 | Reinforcement supports and stands | 223 | 6430050411718
704245 |  | Spacer H814/45/500 pc. (vault/wall platform) | bag | 79,50 | Reinforcement supports and stands | 223 | 6430050411725
723850 |  | Reinforcement hook | pcs | 10,11 | Reinforcement supports and stands | 220
704250 |  | Spacer H2040 - 30 / 700 pcs | bag | 165,68 | Reinforcement supports and stands | 223 | 6430010810926
704255 |  | Spacer H2040 - 25 / 35 / 700pcs | bag | 172,09 | Reinforcement supports and stands | 223 | 6430010810933
704260 |  | Spacer H2040 - 40 / 500 pcs | bag | 128,22 | Reinforcement supports and stands | 223 | 6430010810940
704265 |  | Spacer H2040 - 50 / 500 pcs | bag | 132,38 | Reinforcement supports and stands | 223 | 6430010810957
704270 |  | Spacer H2040 - 60 / 500 pcs | bag | 156,49 | Reinforcement supports and stands | 223
704262 |  | Spacer H2040 - 45 / 500pcs | bag | 161,00 | Reinforcement supports and stands | 223
723855 |  | Reinforcement hook mounted | pcs | 60,56 | Reinforcement supports and stands | 220
705315 |  | Coupling sleeve TOP IN | m | 4,20 | Injection hoses and accessories | 224
705325 |  | Feed hose reservation box + cover | pcs | 9,90 | Injection hoses and accessories | 224
705305 |  | Feed hose TOP IN | m | 5,88 | Injection hoses and accessories | 224 | 6430010810773
705310 |  | Hose clamp TOP IN 100 pcs / bag | bg | 42,85 | Injection hoses and accessories | 224
705320 |  | Shrink connection TOP STAR 10 cm | pcs | 3,15 | Injection hoses and accessories | 224
705295 |  | Injection hose TOP STAR + instructions | m | 6,20 | Injection hoses and accessories | 224 | 6430010810766
705330 |  | Injection epoxy BI 1 kg 2-component | pcs | 53,48 | Injection hoses and accessories | 224
704384 |  | Tank spacer ZZ 20 A 100m / bundle | m | 0,72 | Tank spacers | 223
704385 |  | Rod spacer ZZ 25 A 100m / bundle | m | 0,73 | Tank spacers | 223
704390 |  | Rod spacer ZZ 30 A 100m / bundle | m | 0,84 | Tank spacers | 223
704395 |  | Rod spacer ZZ 35 A 80m / bundle | m | 1,05 | Tank spacers | 223
704400 |  | Rod spacer ZZ 40 A 80m / bundle | m | 1,26 | Tank spacers | 223
704405 |  | Rod spacer ZZ 45 A 80m / bundle | m | 1,26 | Tank spacers | 223
704635 |  | Snake spacer 70mm, 50m / bundle | bdl | 99,81 | Tank spacers | 223
704640 |  | Snake spacer 100mm, 50m / bundle | bdl | 102,43 | Tank spacers | 223
704175 |  | Standard ring NV 4-12/30 1500 pcs | bag | 267,80 | Column spacers | 223
704180 |  | Standard ring NV 6-8 /35 1000 pcs | bag | 380,00 | Column spacers | 223
704190 |  | Standard ring NV 10-12 / 40 / 800 pcs | bag | 443,00 | Column spacers | 223
439415 |  | Insulation nail 200 / 500 pcs | bag | 139,43 | Insulation brackets | 215 | 6430010810995
439405 |  | Insulation nail 150 / 800 pcs | bag | 138,72 | Insulation brackets | 215 | 6430010810988
439400 |  | Insulation nail 100 / 1000 pcs | bag | 139,43 | Insulation brackets | 215 | 6430010810964
439410 |  | Insulation nail 125 / 1000 pcs | bag | 163,00 | Insulation brackets | 215 | 6430010810971
437945 |  | Insulation fastener EKB 10x90 / 250 pcs | bx | 38,56 | Insulation brackets | 215
437950 |  | Insulation fastener EKB 10x110 / 250 pcs | bx | 42,53 | Insulation brackets | 215
437955 |  | Insulation fastener EKB 10x130 / 250 pcs | bx | 46,26 | Insulation brackets | 215
437965 |  | Insulation fastener EKB 10x150 / 250 pcs | bx | 57,12 | Insulation brackets | 215
437970 |  | Insulation fastener EKB 10x170 / 250 pcs | bx | 69,72 | Insulation brackets | 215
437975 |  | Insulation fastener EKB 10x190 / 250 pcs | bx | 75,99 | Insulation brackets | 215
437985 |  | Insulation fastener screwable 110 250 pcs/box | bx | 132,60 | Insulation brackets | 215
437990 |  | Insulation fastener screwable 150 250 pcs/box | bx | 147,05 | Insulation brackets | 215
437995 |  | Insulation fastener screwable 200 250 pcs/box | bx | 172,00 | Insulation brackets | 215
438000 |  | Tool for screwable insulation fastener | pcs | 38,00 | Insulation brackets | 215
440220 |  | Insulation plug fischer TermoZ CS II 8/195 100/pac | bx | 109,73 | Insulation brackets | 215 | 4048962417265
440221 |  | Insulation plug fischer TermoZ CS II 8/235 100/pac | bx | 133,14 | Insulation brackets | 215 | 4048962417289
440222 |  | Insulation plug fischer TermoZ CS II 8/295 100/pac | bx | 388,02 | Insulation brackets | 215 | 4048962459302
440223 |  | Insulation support fischer DHK 100 250/pac | bx | 140,58 | Insulation brackets | 215 | 4006209809402
440224 |  | Insulation support fischer DHK 160 100/pac | bx | 81,87 | Insulation brackets | 215 | 4048962112610
440225 |  | Insulation support fischer DHK 200 100/pac | bx | 100,14 | Insulation brackets | 215 | 4048962112641
440226 |  | Insulation support fischer DHM 210 A2 25/pac | bx | 323,32 | Insulation brackets | 215 | 4048962247084
440227 |  | Insulation support fischer DHM 260 A2 125/pac | bx | 376,26 | Insulation brackets | 215 | 4048962247091
440228 |  | Insulation support fischer DHM 210 125/pac | bx | 157,74 | Insulation brackets | 215 | 4048962246995
440229 |  | Insulation support fischer DHM 260 125/pac | bx | 174,84 | Insulation brackets | 215 | 4048962247008
440230 |  | Insulation disc fischer DTM 80 250/pac | bx | 141,20 | Insulation brackets | 215 | 4048962247015
440231 |  | Insulation disc fischer DTM 70/10 50/pac | bx | 61,44 | Insulation brackets | 215 | 4006209443187
440232 |  | Insulation disc fischer DTM 60/10 A4 100/pac | bx | 245,46 | Insulation brackets | 215 | 4006209888056
440233 |  | Insulation disc fischer DTM 80 A2 250/pac | bx | 429,99 | Insulation brackets | 215 | 4048962247107
704410 |  | Sealing plate TL10 500 pcs | bx | 280,00 | Mold bolts and locks | 223
705350 |  | Form bolt K 23-16-23 | pcs | 2,95 | Mold bolts and locks | 224
705355 |  | Form bolt K 23-18-23 | pcs | 2,95 | Mold bolts and locks | 224
705365 |  | Form bolt K 23-25-23 | pcs | 2,95 | Mold bolts and locks | 224
705370 |  | Form bolt K 23-30-23 | pcs | 2,95 | Mold bolts and locks | 224
705375 |  | Form bolt K 23-35-23 | pcs | 2,95 | Mold bolts and locks | 224
705380 |  | Form bolt K 23-40-23 | pcs | 2,95 | Mold bolts and locks | 224
705385 |  | Formwork bolt KV 23-18-23 | pcs | 3,57 | Mold bolts and locks | 224
705390 |  | Form bolt KV 23-20-23 | pcs | 3,57 | Mold bolts and locks | 224
705395 |  | Form bolt KV 23-25-23 | pcs | 3,57 | Mold bolts and locks | 224
705400 |  | Form bolt KV 23-30-23 | pcs | 3,57 | Mold bolts and locks | 224
705405 |  | Form bolt KV 23-35-23 | pcs | 3,57 | Mold bolts and locks | 224
705410 |  | Form bolt KV 23-40-23 | pcs | 3,57 | Mold bolts and locks | 224
704170 |  | Tensioner for clamp standard | pcs | 76,00 | Mold bolts and locks | 223 | 6430010817550
704165 |  | Clamp standard | pcs | 6,50 | Mold bolts and locks | 223 | 6430010817543
704450 |  | Warning plug 8-16mm a250 pcs |  | 83,37 | Warning plugs | 223 | 6430010811008
704455 |  | Warning plug 16-32mm a100 pcs | bg | 42,23 | Warning plugs | 223 | 6430010811015
704435 |  | Casting cone VHK 26, black | bag | 109,31 | Cast sleeves and flanges | 223 | 6430010817512
704430 |  | Casting sleeve VHR 26 | m | 1,73 | Cast sleeves and flanges | 223 | 6430010817505
704440 |  | Casting cone VHK 2635, blue | bag | 202,09 | Cast sleeves and flanges | 223 | 6430010817536
704445 |  | Casting flange VHL 18 | bag | 90,25 | Cast sleeves and flanges | 223 | 6430010817529
704420 |  | Casting sleeve VH 18 | m | 1,63 | Cast sleeves and flanges | 223 | 6430010817482
704415 |  | Construction joint mesh 60 x 250 cm | pcs | 15,60 | Expansion joint tapes and grilles | 223
705235 |  | Expansion joint tape TOP 6 + instruction | m | 21,15 | Expansion joint tapes and grilles | 224
705240 |  | Expansion joint tape TOP 8 + instruction | m | 27,75 | Expansion joint tapes and grilles | 224
705245 |  | Expansion joint tape TOP PL 8 + instruction | m | 31,55 | Expansion joint tapes and grilles | 224
705250 |  | Expansion joint tape TOP IN 9 + instruction | m | 58,00 | Expansion joint tapes and grilles | 224
705255 |  | Expansion joint tape TOP 10 + instruction | m | 35,40 | Expansion joint tapes and grilles | 224
705260 |  | Expansion joint tape TOP PL 10 + instruction | m | 36,50 | Expansion joint tapes and grilles | 224
705265 |  | Expansion joint tape TOP PL 11 + instruction | m | 65,25 | Expansion joint tapes and grilles | 224
705270 |  | Expansion joint tape TOP 13 + instruction | m | 45,00 | Expansion joint tapes and grilles | 224
705275 |  | Expansion joint tape TOP U 108 + instruction | m | 47,60 | Expansion joint tapes and grilles | 224
705280 |  | Expansion joint tape TOP T 115 + instruction | m | 22,70 | Expansion joint tapes and grilles | 224
705290 |  | Tape fastener TOP k 100 pcs / bag | bg | 35,30 | Expansion joint tapes and grilles | 224
705430 |  | Joint soldering iron | pcs | 1490,00 | Expansion joint tapes and grilles | 224
704465 |  | Chamfer strip VL 10 with wing a 4m | m | 1,32 | Mounting pieces for elementens and plastic wedges | 223
704470 |  | Chamfer strip VL 15 with wing a 4m | m | 1,69 | Mounting pieces for elementens and plastic wedges | 223
704475 |  | Chamfer strip VL 20 with wing a 4m | m | 3,40 | Mounting pieces for elementens and plastic wedges | 223
704480 |  | Chamfer strip VLK 10 triangle a 4m | m | 0,96 | Mounting pieces for elementens and plastic wedges | 223
704485 |  | Chamfer strip VLK 15 triangle a 4m | m | 1,25 | Mounting pieces for elementens and plastic wedges | 223
704100 |  | Mounting piece for element 3 mm, yellow | pcs | 0,21 | Mounting pieces for elementens and plastic wedges | 223 | 6418590010219
704105 |  | Mounting piece for element 5 mm, red | pcs | 0,32 | Mounting pieces for elementens and plastic wedges | 223
704110 |  | Mounting piece for element 10 mm, blue | pcs | 0,32 | Mounting pieces for elementens and plastic wedges | 223
704115 |  | Mounting piece for element 15 mm, black | pcs | 0,42 | Mounting pieces for elementens and plastic wedges | 223
704120 |  | Mounting piece for element, yellow 3mm | bag | 134,43 | Mounting pieces for elementens and plastic wedges | 223 | 6430050411732
704125 |  | Mounting piece for element, red 5mm | bag | 149,56 | Mounting pieces for elementens and plastic wedges | 223 | 6430050411749
704130 |  | Mounting piece for element, blue 10mm | bag | 93,80 | Mounting pieces for elementens and plastic wedges | 223 | 6430050411756
704135 |  | Mounting piece for element, black 15mm | bag | 136,05 | Mounting pieces for elementens and plastic wedges | 223 | 6430050411763
704140 |  | Mounting piece for element, heavy, 3x80x120 mm | bx | 108,01 | Mounting pieces for elementens and plastic wedges | 223 | 6430050411770
704145 |  | Mounting piece for element, heavy, 5x80x120 mm | bx | 135,05 | Mounting pieces for elementens and plastic wedges | 223 | 6430050411787
704150 |  | Mounting piece for element, heavy, 8x80x120 mm | bx | 144,35 | Mounting pieces for elementens and plastic wedges | 223 | 6430050411794
704155 |  | Mounting piece for element, heavy, 10x80x120 mm | bx | 180,45 | Mounting pieces for elementens and plastic wedges | 223 | 6430050411800
704160 |  | Plastic wedge MK 75 1000 pcs | bx | 303,05 | Mounting pieces for elementens and plastic wedges | 223
705200 |  | Bentonite tape 1/2 61m / box + instr. | m | 10,45 | Bentonite strips and supplies | 224 | 6430050415112
705205 |  | Bentonite tape 3/4 40m / box + instr. | m | 15,20 | Bentonite strips and supplies | 224 | 6430050415129
705425 |  | Bentonite mass 23 kg (19 L) | can | 490,00 | Bentonite strips and supplies | 224
705215 |  | HDPE / bentonite DUAL SEAL 1,22 x 7,32 m | rl | 299,50 | Bentonite strips and supplies | 224
705220 |  | HDPE / bentonite DUAL SEAL LG 1,22 x 7,32 m | rl | 283,00 | Bentonite strips and supplies | 224
704375 |  | Tie wire annealed galvanized 1.2 x 450 mm | bdl | 25,00 | Mold oils and tie wires | 223
704380 |  | Tie wire annealed galvanized 1.2 x 550 mm | bdl | 25,00 | Mold oils and tie wires | 223
704365 |  | Tie wire 1.2 mm x 45 cm 5 kg, copper-coated | bdl | 25,00 | Mold oils and tie wires | 223
704370 |  | Tie wire 1.2 mm x 55 cm 5 kg, copper-coated | bdl | 25,00 | Mold oils and tie wires | 223
150740 |  | Side wire 0.9mm 175G spool | pcs | 5,95 | Mold oils and tie wires | 214
432230 | 2023620 | Side wire 150x1.25mm 250 pcs/bundle | bdl | 19,77 | Mold oils and tie wires | 86
432235 |  | Side wire roll MAX XXL 0.8 mm | pcs | 14,88 | Mold oils and tie wires | 86
728000 |  | Form oil 20 L container | pcs | 119,00 | Mold oils and tie wires | 237
728010 |  | Form oil sprayer 405T 5 L | pcs | 254,25 | Mold oils and tie wires | 237
728015 |  | Form oil sprayer 5 L plastic | pcs | 43,72 | Mold oils and tie wires | 237
717800 |  | Masonry bucket 12 liters with handle | pcs | 3,39 | Masonry containers | 243 | 6430010810506
717805 |  | Masonry bucket 20 liters with handle | pcs | 6,41 | Masonry containers | 243 | 6430010810513
717810 |  | Masonry bucket 40 liters with handle | pcs | 20,72 | Masonry containers | 243 | 6430010810520
717825 |  | Masonry bucket 65 liters rectangle | pcs | 17,76 | Masonry containers | 243 | 6430010810551
717815 |  | Masonry bucket 40 liters without handle | pcs | 12,03 | Masonry containers | 243 | 6430010810537
717820 |  | Masonry bucket 65 liters | pcs | 22,27 | Masonry containers | 243 | 6430010810544
717830 |  | Masonry bucket 90 liters | pcs | 27,81 | Masonry containers | 243 | 6430010810568
706845 |  | Cell PE 10 mm 90kg/m³ 75m² | m2 | 23,66 | Frost and thaw mats | 204
706855 |  | Solu PE 15 mm 105m2 | m2 | 16,95 | Frost and thaw mats | 204
151635 |  | Inseal 5 mm | m2 | 65,80 | Frost and thaw mats | 207
151640 |  | Inseal 15 mm | m2 | 71,50 | Frost and thaw mats | 207
706820 |  | Frost insulation mat 10 mm x 2,0 m x 50 m | rl | 579,77 | Frost and thaw mats | 204 | 5997608523589
706810 |  | Frost insulation mat 10 mm x 2 x 50 m | rl | 375,00 | Frost and thaw mats | 204 | 7331373356818
706100 |  | Seam strip 5,0x100mm a50m | rl | 8,85 | Seam strips | 206 | 7331373817555
706110 |  | Seam strip 5,0x150mm a50m | rl | 13,35 | Seam strips | 206 | 7331373817579
706120 |  | Seam strip 5,0x200mm a50m | rl | 17,70 | Seam strips | 206 | 7331373817593
706125 |  | Seam strip 5,0x300mm a50m | rl | 26,55 | Seam strips | 206 | 7331373817609
706130 |  | Seam strip 5,0x400mm a50m | rl | 35,75 | Seam strips | 206 | 7331373819214
706140 |  | Seam strip 10x100mm a50m | rl | 17,90 | Seam strips | 206 | 7331373819221
706150 |  | Seam strip 10x150mm a50m | rl | 26,85 | Seam strips | 206 | 7331373819238
706155 |  | Seam strip 10x200mm a50m | rl | 35,75 | Seam strips | 206 | 7331373819245
706157 |  | Release strip 10x250mm a50m | rl | 43,25 | Seam strips | 206
706160 |  | Seam strip 10x300mm a50m | rl | 53,70 | Seam strips | 206 | 7331373819252
706165 |  | Seam strip 10x400mm a50m | rl | 70,95 | Seam strips | 206 | 7331373819269
707535 |  | Building insulation 10,0 mm x 200 mm x 50 m | rl | 101,24 | House seals | 205 | 5997608530303
707500 |  | Building insulation 6,0 mm x 100 mm x 50 m | rl | 32,13 | House seals | 205 | 5997608530006
707505 |  | Building insulation 6,0 mm x 125 mm x 50 m | rl | 40,26 | House seals | 205 | 5997608530013
707510 |  | Building insulation 6,0 mm x 150 mm x 50 m | rl | 48,27 | House seals | 205 | 5997608530044
707515 |  | Building insulation 6,0 mm x 175 mm x 50 m | rl | 56,27 | House seals | 205 | 5997608530075
707520 |  | Building insulation 6,0 mm x 200 mm x 50 m | rl | 64,28 | House seals | 205 | 5997608530105
707525 |  | Building insulation 6,0 mm x 250 mm x 50 m | rl | 80,46 | House seals | 205 | 5997608530143
707530 |  | Building insulation 6,0 mm x 275 mm x 50 m | rl | 88,41 | House seals | 205 | 5997608530174
151600 |  | Element joint tape 10mm/600m | bx | 133,72 | Element joint tapes | 207
151602 |  | Element joint tape 13 mm / 400m | bx | 85,00 | Element joint tapes | 207
151605 |  | Element joint tape 16mm/250m | bx | 89,15 | Element joint tapes | 207
151610 |  | Element joint tape 20mm/150m | bx | 76,40 | Element joint tapes | 207
151615 |  | Element joint tape 25mm/100m | bx | 80,68 | Element joint tapes | 207
151620 |  | Element joint tape 30mm/180m | bag | 180,44 | Element joint tapes | 207
151622 |  | Element joint tape 35 mm / 180m length 2m | bag | 185,00 | Element joint tapes | 207
151625 |  | Element joint tape 40mm/120m | bag | 174,01 | Element joint tapes | 207
151630 |  | Element joint tape 50mm/90m | bag | 161,36 | Element joint tapes | 207
151565 |  | Element joint tape 10 mm | m | 0,41 | Element joint tapes | 207
151567 |  | Element joint tape 13 mm | m | 0,41 | Element joint tapes | 207
151570 |  | Element joint tape 16 mm | m | 0,41 | Element joint tapes | 207
151575 |  | Element joint tape 20 mm | m | 0,61 | Element joint tapes | 207
151580 |  | Element joint tape 25 mm | m | 0,92 | Element joint tapes | 207
151585 |  | Element joint tape 30 mm | m | 1,12 | Element joint tapes | 207
151587 |  | Element joint tape 35 mm length 2m | m | 1,15 | Element joint tapes | 207
151590 |  | Element joint tape 40 mm | m | 1,73 | Element joint tapes | 207
151595 |  | Element joint tape 50 mm | m | 2,14 | Element joint tapes | 207
714515 |  | Turva-safety underlay 60 m² certified, (1,5m x 40m | rl | 74,24 | Underlays and ridge seals | 167 | 6430010810018
714520 |  | Ventilating roof ridge seal 300mm x 5m, black | rl | 87,00 | Underlays and ridge seals | 167 | 5998627307518
714510 |  | MX-Varma - breathable underlay 75m2 (1,5m x 50m) | rl | 241,97 | Underlays and ridge seals | 167 | 6430050414283
166120 |  | Tightening film 450mm x 300m | rl | 28,85 | Plastic films | 182
166185 |  | PE-sleeve 0,05x500mm 10kg/200m | kg | 7,76 | Plastic films | 182
166100 |  | Euratex AL 1.34x50m | rl | 281,97 | Plastic films | 182
166295 |  | Vapour barrier plastic Vapor a 25kg, 3x45m (135m2) | rl | 123,11 | Plastic films | 182 | 6412024355266
166175 |  | Black plastic film 0,20 mm | kg | 3,44 | Plastic films | 182
166135 |  | Plastic film 0,05 mm clear | kg | 5,30 | Plastic films | 182
166140 |  | Plastic film 0,09 mm clear | kg | 4,86 | Plastic films | 182
166145 |  | Plastic film 0,15 mm clear | kg | 4,21 | Plastic films | 182
166160 |  | Plastic film 0,30 mm clear | kg | 5,05 | Plastic films | 182
166130 |  | Plastic film LD 0,5 mm x 5000 | m2 | 9,13 | Plastic films | 182
166125 |  | Bubble wrap a 150 m² | m2 | 1,43 | Plastic films | 182
166150 |  | Plastic film 0,2mm, 5kg/rll 3,0m x 23m | kg | 6,48 | Plastic films | 182 | 6416390001161
166155 |  | Plastic film 0,2mm, 25kg/rll 3,0m x 45m | kg | 3,69 | Plastic films | 182 | 6430050412036
166105 |  | Vapour barrier plastic film SFS 5,0kg 3 x 9m (27m² | rl | 37,34 | Plastic films | 182 | 6430050412852
166110 |  | Vapour barrier plastic film SFS 10,0kg, 3x18m (54m | rl | 63,99 | Plastic films | 182 | 6430050414276
166115 |  | Vapour barrier plastic film SFS 25,8kg, 3x47m (140 | rl | 126,98 | Plastic films | 182 | 6420213120151
703310 |  | Painting protection 1,1 x 33m | rl | 15,02 | Plastic films | 234 | 6430050415785
701725 |  | MX-Proctection board with plastic coat 75m2/rll | rl | 50,46 | Construction papers | 231 | 6430050414177
701715 |  | MX-Air shut-off paper 60m2/rll | rl | 75,00 | Construction papers | 231 | 6430050415556
701705 |  | MX-Aluminum paper 30m2/rll | rl | 21,85 | Construction papers | 231 | 6430050414153
701730 |  | MX-Proctection board 75m2/rll | rl | 29,34 | Construction papers | 231 | 6430050415105
701735 |  | MX-Proctection board 100m2/rll | rl | 38,86 | Construction papers | 231 | 6430050414085
701700 |  | Corrugated board a 100 m² 1x100 m | rl | 113,00 | Construction papers | 231
701745 |  | Protection corner 55x55 mm 1,8m | pcs | 2,50 | Construction papers | 231
701740 |  | MX-Wind deflector 900/1200 | pcs | 4,45 | Construction papers | 231 | 6430050414146
701720 |  | MX-Renovation protection paper 30m2/rll | rl | 8,43 | Construction papers | 231 | 6430050414122
703555 |  | HPX PVC orange protective tape 50/33 | pcs | 7,46 | Tapes | 234
703210 |  | Aluminum colored tape PP 75mmx100m | pcs | 12,82 | Tapes | 234
703200 |  | Alu/Butyl tape 50mm x 20m | rl | 35,62 | Tapes | 234
703380 |  | Cover tape 50mm/20m black | rl | 7,46 | Tapes | 234
703375 |  | Protective tape 50mm/20m + instructions | rl | 7,46 | Tapes | 234 | 5411512021585
703225 |  | Vapour barrier tape 50mm x 25m green DIN 4108-7 | rl | 16,81 | Tapes | 234 | 6430011021451
703395 |  | Transfer adhesive tape Euratex 40/50 | rl | 25,53 | Tapes | 234
703430 |  | Tape machine | pcs | 34,25 | Tapes | 234
703305 |  | Masking tape 50mm/50m | rl | 5,57 | Tapes | 234 | 6430050415808
703205 |  | Aluminum tape 50mm x 50m | rl | 18,81 | Tapes | 234 | 6430050414269
703360 |  | Packing tape 50mm/66 m brown | rl | 3,15 | Tapes | 234
703365 |  | Packing tape 50mm/66 m clear | rl | 3,15 | Tapes | 234
703560 |  | HPX vapor barrier tape green 50/25 | pcs | 16,81 | Tapes | 234
703550 |  | HPX vulcanizable tape 25/3 black | pcs | 16,31 | Tapes | 234
703385 |  | Cover tape 100mm/20m black | rl | 14,92 | Tapes | 234
703250 |  | Duct tape 50mm/50m | rl | 10,82 | Tapes | 234 | 6430050415792
703585 | 3268044 | KISO - Stretch Butyl sealing tape 10m | pcs | 20,95 | Tapes | 234
703445 |  | Coroplast 960 Tyvek 50mmx45m windbreak tape | rl | 69,34 | Tapes | 234 | 4021393009384
703575 | 3268724 | FIX ALL MOUNTING TAPE TR EN | pcs | 7,35 | Tapes | 234 | 5411183175556
703580 | 3268045 | Soudatape Flex White 60mm x25M | pcs | 28,50 | Tapes | 234 | 5411183121119
703645 |  | Corner joint tape Tescon Profil 60mm x 30m | rl | 82,50 | Sealing products | 234 | 4026639122452
508215 | 8331613 | Sealing tape 50mmx30m roll | rl | 55,83 | Sealing products | 253 | 4026639119223
703611 |  | Sealing tape Tescon No1 60mm x 30m | rl | 62,50 | Sealing products | 234 | 4026639220745
703613 |  | Sealing tape Tescon No1 150mm x 30m | rl | 165,00 | Sealing products | 234 | 4026639115843
703615 |  | Vapour barrier tape Tescon Power 50mm x 25m | rl | 23,50 | Sealing products | 234 | 4026639143648
703617 |  | Vapour barrier tape Tescon Power 75mm x 25m | rl | 45,00 | Sealing products | 234 | 4026639225276
703627 |  | Sealing tape Tescon Vana 50mm x 30m | rl | 51,50 | Sealing products | 234 | 4026639114860
703629 |  | Sealing tape Tescon Vana 60mm x 30m | rl | 60,00 | Sealing products | 234 | 4026639220707
703631 |  | Sealing tape Tescon Vana 75mm x 30m | rl | 85,00 | Sealing products | 234 | 4026639016683
703633 |  | Sealing tape Tescon Vana 100mm x 30m | rl | 110,00 | Sealing products | 234 | 4026639150769
703635 |  | Sealing tape Tescon Vana 150mm x 30m | rl | 160,00 | Sealing products | 234 | 4026639016690
703637 |  | Sealing tape Tescon Vana 200mm x 30m | rl | 240,00 | Sealing products | 234 | 4026639134912
703639 |  | Sealing tape Tescon Invis 60mm x 30m black | rl | 61,00 | Sealing products | 234 | 4026639220721
703641 |  | Sealing tape Tescon Invis 100mm x 30m black | rl | 120,00 | Sealing products | 234 | 4026639227843
703643 |  | Sealing tape Tescon Invis 150mm x 30m black | rl | 165,00 | Sealing products | 234 | 4026639226280
713897 |  | Primer Tescon Sprimer spray 400 ml | pcs | 38,00 | Sealing products | 200 | 4026639211149
713899 |  | Primer Tescon Sprimer spray 750 ml | pcs | 69,00 | Sealing products | 200 | 4026639210500
713901 |  | Dispersion primer Tescon JK 1,0 l | pcs | 55,00 | Sealing products | 200 | 4026639232700
713903 |  | Dispersion primer Tescon JK 5,0 l | pcs | 190,00 | Sealing products | 200 | 4026639232717
703595 |  | Joint tape Contega Solido SL 80mm x 30m | rl | 135,00 | Sealing products | 234 | 4026639154316
703597 |  | Joint tape Contega Solido SL 100mm x 30m | rl | 170,00 | Sealing products | 234 | 4026639154323
703599 |  | Joint tape Contega Solido IQ 40mm x 30m | rl | 85,00 | Sealing products | 234 | 4026639236463
703601 |  | Joint tape Contega Solido IQ 50mm x 30m | rl | 85,00 | Sealing products | 234 | 4026639227553
703603 |  | Joint tape Contega Solido EXO 80mm x 30m | rl | 135,00 | Sealing products | 234 | 4026639154392
703605 |  | Joint tape Contega Solido EXO 100mm x 30m | rl | 170,00 | Sealing products | 234 | 4026639154408
703607 |  | Joint tape Contega Solido EXO 150mm x 30m | rl | 250,00 | Sealing products | 234 | 4026639154415
703609 |  | Joint tape Contega Solido EXO 200mm x 30m | rl | 325,00 | Sealing products | 234 | 4026639154422
703587 |  | Butyl tape Extoseal Encors 100mm x 20m | rl | 235,00 | Sealing products | 234 | 4026639153616
703589 |  | Butyl tape Extoseal Encors 150mm x 20m | rl | 350,00 | Sealing products | 234 | 4026639141347
703591 |  | Butyl tape Extoseal Encors 200mm x 20m | rl | 480,00 | Sealing products | 234 | 4026639141354
703593 |  | Butyl tape Extoseal Encors 300mm x 20m | rl | 690,00 | Sealing products | 234 | 4026639147325
701232 |  | Sealing adhesive Orcon Classic 310ml | pcs | 16,00 | Sealing products | 235 | 4026639127693
701234 |  | Sealing adhesive Orcon Classic 600ml foil pack | pcs | 23,50 | Sealing products | 235 | 4026639127709
701236 |  | Sealing adhesive Orcon F 310ml | pcs | 16,00 | Sealing products | 235 | 4026639016270
701238 |  | Sealing adhesive Orcon F 600ml foil pack | pcs | 23,50 | Sealing products | 235 | 4026639016287
703623 |  | Vapour barrier fabric Intello XN 30m² 1.5 x 20m | rl | 245,00 | Sealing products | 234 | 4026639224101
703619 |  | Vapour barrier membrane Intello XN 75m² 1.5 x 50m | rl | 510,00 | Sealing products | 234 | 4026639222664
703625 |  | Vapour barrier fabric Intello XN 150m² 3 x 50m | rl | 1245,00 | Sealing products | 234 | 4026639222909
508180 |  | Vapor barrier pass-through Roflex 100 5pcs/pkg | pkg | 39,00 | Sealing products | 253 | 6430045620033
508185 |  | Vapor barrier pass-through Roflex 150 3pcs/pkg | pkg | 34,00 | Sealing products | 253 | 6430045620040
508190 |  | Vapor barrier pass-through Roflex 200 1pcs/pkg | pkg | 29,00 | Sealing products | 253 | 4026639016492
508195 |  | Vapor barrier pass-through Roflex 250 2pcs/pkg | pkg | 105,00 | Sealing products | 253 | 40266391288324
508211 | 1715330 | Inlet Kaflex Mono 15kpl/pkt | pcs | 100,63 | Sealing products | 253 | 4026639221759
507985 |  | Vapor barrier penetration seal 100 self-adhesive | pcs | 6,25 | Sealing products | 253
507990 |  | Vapor barrier penetration seal 125 self-adhesive | pcs | 6,50 | Sealing products | 253
507995 |  | Vapor barrier pass-through seal 200 self-adhesive | pcs | 7,50 | Sealing products | 253
507992 |  | Vapor barrier penetration seal 160 self-adhesive | pcs | 6,95 | Sealing products | 253
507997 |  | Vapor barrier penetration seal 250 self-adhesive | pcs | 8,50 | Sealing products | 253
508209 | 1715335 | Inlet Roflex 20 15kpl/pkt | pkg | 116,30 | Sealing products | 253 | 4026639221926
508205 | 8331617 | Inlet Roflex 30 10kpl/pss | pcs | 91,70 | Sealing products | 253 | 4026639221933
508207 | 8331618 | Inlet Roflex 50 10kpl/pss | pcs | 94,23 | Sealing products | 253 | 4026639221940
508213 | 1715331 | Inlet Kaflex Duo 15kpl/pkt | pcs | 100,63 | Sealing products | 253 | 4026639221797
508197 |  | Inlet Roflex Solido 50 6kpl/pss | pcs | 69,27 | Sealing products | 253 | 4026639222039
508199 |  | Inlet Roflex Solido 100 6kpl/pss | pcs | 95,80 | Sealing products | 253 | 4026639222060
508201 |  | Inlet Roflex Solido 150 6kpl/pss | pcs | 140,23 | Sealing products | 253 | 4026639222084
508203 |  | Inlet Roflex Exto | pcs | 55,23 | Sealing products | 253 | 4026639142238
508055 |  | Vapor barrier pass-through for pipes 5-160 mm | pcs | 10,90 | Sealing products | 253
700920 |  | Butyl pulp black 310 ml | pcs | 8,09 | Radon protection | 235 | 7612894012019
713800 |  | MX-Radon insulation 0,6 x 25m | rl | 71,16 | Radon protection | 200 | 6430010818878
713867 |  | Radon strip 0,5m x 8m | rl | 113,32 | Radon protection | 200
713850 |  | Rubberized bitumen membrane 1m x 10m welded KMS 17 | rl | 226,00 | Bitumen products | 200 | 6430010817420
713855 |  | Cold bitumen Cold BIL 80/85 10ltr | can | 155,10 | Bitumen products | 200 | 6430050411909
713815 |  | Bitumen solution BIL 20/85 10ltr primer | can | 137,12 | Bitumen products | 200 | 6430010817475
713820 |  | Bitumen solution BIL 20/85 20ltr primer | can | 240,00 | Bitumen products | 200
713840 |  | Bitumen plinth strip 0,5m x 8m | rl | 94,00 | Bitumen products | 200 | 6430010817437
713830 |  | Bitumen plinth lane 0,2 x 8m hits. | rl | 35,02 | Bitumen products | 200
713870 |  | Plinth lane 0,3x8m hits. | rl | 54,50 | Bitumen products | 200
713835 |  | Bitumen plinth strip 0,2x10m | rl | 23,94 | Bitumen products | 200 | 6430050411893
713827 |  | Bitumen plinth strip 0,16x10m | rl | 15,95 | Bitumen products | 200 | 6430050416218
705210 |  | Bitumen ribbon 10x50mm 14m/ltk | m | 12,76 | Bitumen products | 224
723670 |  | Bitumen brush 240 x 70 mm with arm | pcs | 22,11 | Bitumen products | 220
705225 |  | Egobon sealant 21x15mm 28m/ltk | m | 9,40 | Bitumen products | 224
708935 |  | Neoprene bearing sleeve 50x100 | pcs | 14,36 | Rubber products | 228
708940 |  | Neoprene bearing sleeve 92x95 | pcs | 16,33 | Rubber products | 228
708945 |  | Neoprene bearing sleeve 100x100 | pcs | 16,54 | Rubber products | 228
708950 |  | Neoprene bearing sleeve 120x120 | pcs | 18,41 | Rubber products | 228
708955 |  | Neoprene strip 5x50 | m | 3,45 | Rubber products | 228
708960 |  | Neoprene strip 10x20 | m | 2,75 | Rubber products | 228
708962 |  | Neoprene strip 20x20 | m | 10,75 | Rubber products | 228
708995 |  | Vibration dampening mat 500x500x8 mm | pcs | 137,70 | Rubber products | 228
702485 |  | Tarpaulin for scaffold 2,6x50m, normal | pcs | 207,44 | Tarpaulins for scaffold | 168
702487 |  | Tarpaulin for scaffold 2,75x50m normal | pcs | 304,20 | Tarpaulins for scaffold | 168 | 6418947842326
702490 |  | Tarpaulin for scaffold 3,3x50m, normal | pcs | 364,83 | Tarpaulins for scaffold | 168
702510 |  | Net for scaffold 3,3x100m, normal | pcs | 374,68 | Tarpaulins for scaffold | 168
702505 |  | Net for scaffold 3,1x50m, normal | pcs | 303,44 | Tarpaulins for scaffold | 168
700175 |  | Light expanded clay network a 10 m2 | m2 | 11,20 | Tarpaulins for scaffold | 230
702430 |  | Tarpaulin 2 x 3 m (6m²) 65 g/m² (green) | pcs | 3,99 | Light tarpaulin | 168 | 6430010810117
702435 |  | Tarpaulin 3 x 5 m (15m²) 65 g/m² (green) | pcs | 9,97 | Light tarpaulin | 168 | 6430010810131
702440 |  | Tarpaulin 4 x 6 m (24m²) 65 g/m² (green) | pcs | 15,74 | Light tarpaulin | 168 | 6430010810124
702445 |  | Tarpaulin 5 x 7 m (35m²) 100 g/m² (green) | pcs | 31,52 | Light tarpaulin | 168 | 6430010810209
702450 |  | Tarpaulin 6 x 10 m (60m²) 100 g/m² (green) | pcs | 53,75 | Light tarpaulin | 168 | 6430010810148
702455 |  | Tarpaulin 8m x 12m (96m²) 100 g/m² (green) | pcs | 86,05 | Light tarpaulin | 168 | 6430010810155
702460 |  | Tarpaulin 12m x 14m (168m²) 100 g/m² (green) | pcs | 150,55 | Light tarpaulin | 168 | 6430010810469
702465 |  | Tarpaulin 14m x 18m (252m²) 100 g/m² (green) | pcs | 225,84 | Light tarpaulin | 168 | 6430010810476
702400 |  | Tarpaulin 2m x 3m (6m²) 200 g/m² (black/silver) | pcs | 10,62 | Durable tarpaulin | 168 | 6430010810162
702405 |  | Tarpaulin 3m x 5m (15m²) 200 g/m² (black/silver) | pcs | 26,22 | Durable tarpaulin | 168 | 6430010810254
702410 |  | Tarpaulin 4m x 6m (24m²) 200 g/m² (black/silver) | pcs | 41,94 | Durable tarpaulin | 168 | 6430010810179
702415 |  | Tarpaulin 5m x 7m (35m²) 200 g/m² (black/silver) | pcs | 61,28 | Durable tarpaulin | 168 | 6430010810261
702417 |  | Tarpaulin 6m x 8m (48m²) 200kg/m² (black/silver) | pcs | 87,36 | Durable tarpaulin | 168
702420 |  | Tarpaulin 6m x 10m (60m²) 200 g/m² (black/silver) | pcs | 105,00 | Durable tarpaulin | 168 | 6430010810186
702425 |  | Tarpaulin 8m x 12m (96m²) 200 g/m² (black/silver) | pcs | 167,84 | Durable tarpaulin | 168 | 6430010810216
702470 |  | Fastener for tarpaulin 100pc/bag | pcs | 0,51 | Accessories | 168 | 6430010817604
702480 |  | Ball fastener for tarpaulin 100pc/bag | pcs | 0,38 | Accessories | 168 | 6430010817611
719505 |  | Sand gravel 20kg | bag | 5,30 | Crushed stone | 236
719525 |  | Road salt 25kg/bag 42 bags/pallet | bag | 17,96 | Crushed stone | 236
719515 |  | Repair mortar REP-45 Maxit 20kg | bag | 35,23 | Concretes | 236
719530 |  | Thin mortar S-06 25kg | bag | 5,72 | Concretes | 236
719550 |  | Cement mortar S-30 25kg | bag | 8,36 | Concretes | 236
719510 |  | Welding concrete 600/3 25kg | bag | 22,17 | Concretes | 236
719500 |  | Etandynamite 25kg/bag + instructions | kg | 6,91 | Concretes | 236
728025 |  | Curing agent for concrete 25 L |  | 120,50 | Concretes | 237
730410 | 2513384 | Pontoon 315 x 3000mm, 213kg | pcs | 257,62 | Pier pontoons | 211 | 6430050411510
730415 | 2513385 | Pontoon 315 x 4000mm, 284kg | pcs | 303,98 | Pier pontoons | 211 | 6430050411527
730420 | 2513386 | Pontoon 400 x 3000mm, 330kg | pcs | 405,29 | Pier pontoons | 211 | 6430050411534
730425 | 2513387 | Pontoon 400 x 4000mm, 440kg | pcs | 506,56 | Pier pontoons | 211 | 6430050411541
730400 |  | Pier pontoon Mini (carrying capacity 130kg) | pcs | 163,76 | Pier pontoons | 211 | 6430010816584
730405 |  | Pier pontoon Maxi (carrying capacity 220kg) | pcs | 185,49 | Pier pontoons | 211 | 6430010816591
730430 |  | Fastening rim for 315mm pontoon | pcs | 94,50 | Pier pontoons | 211 | 6430050411558
730435 |  | Fastening rim for 400mm pontoon | pcs | 109,50 | Pier pontoons | 211 | 6430050411565
730440 |  | Fastening rim for 500mm pontoon | pcs | 150,56 | Pier pontoons | 211 | 6430050414184
730900 |  | MX boat canoe, incl. oars and seat cushions | pcs | 1795,00 | Pier pontoons | 211
729430 |  | Waste container 360 liters, grey | pcs | 205,00 | Waste containers and sanding boxes | 233 | 6430050411237
729440 |  | Waste container 360 liters, green | pcs | 176,79 | Waste containers and sanding boxes | 233 | 6430050411244
729415 |  | Waste container 240 liters, grey | pcs | 100,03 | Waste containers and sanding boxes | 233 | 6430010811527
729420 |  | Waste container 240 liters, brown | pcs | 109,56 | Waste containers and sanding boxes | 233 | 6430010811541
729425 |  | Waste container 240 liters, green | pcs | 109,56 | Waste containers and sanding boxes | 233 | 6430010811534
729610 |  | Sand storage box 300 L | pcs | 278,39 | Waste containers and sanding boxes | 233
729445 |  | Waste container 660 liters, grey | pcs | 364,78 | Waste containers and sanding boxes | 233 | 6430010811572
729450 |  | Waste container 660 liters, green | pcs | 399,52 | Waste containers and sanding boxes | 233 | 6430010811589
729400 |  | Waste container 140 liters, grey | pcs | 95,25 | Waste containers and sanding boxes | 233 | 6430010811480
729405 |  | Waste container 140 liters, brown | pcs | 104,32 | Waste containers and sanding boxes | 233 | 6430010811503
729410 |  | Waste container 140 liters, green | pcs | 104,32 | Waste containers and sanding boxes | 233 | 6430010811497
729870 |  | Waste container, 370 liters, grey | pcs | 164,50 | Waste containers and sanding boxes | 233
729513 |  | Hinge pin for waste bins 140L and 660L | pcs | 3,58 | Waste containers and sanding boxes | 233
729514 |  | Waste container hinge pin PWSTAP | pcs | 3,58 | Waste containers and sanding boxes | 233
732140 |  | Greca 76 x 18 x 1060 Foam filler | pkg | 33,38 | Skylights | 170
732125 |  | Brush piece for rooflight PC 721x150x150 | pcs | 23,14 | Skylights | 170
439335 |  | Plastic roofing screw 4,8x32 seal RST 100 pcs | bx | 46,01 | Skylights | 169 | 6417926314267
439345 |  | Plastic roofing screw 4,8x50 seal RST 100 pcs | bx | 55,32 | Skylights | 169 | 6417926314274
732120 |  | Wall attachment for rooflight PC 730x140x64 | pcs | 15,42 | Skylights | 170
732100 |  | Plastic roofing PC 2,5 m x 1,06 m (2,65 m²) | pcs | 60,22 | Skylights | 170 | 5051351873268
732105 |  | Plastic roofing PC 3,0 m x 1,06 m (3,18 m²) | pcs | 72,44 | Skylights | 170 | 5051351871165
732110 |  | Plastic roofing PC 3,5 m x 1,06 m (3,71 m²) | pcs | 84,51 | Skylights | 170 | 5051351873275
732115 |  | Plastic roofing PC 4,0 m x 1,06 m (4,24 m²) | pcs | 95,95 | Skylights | 170 | 5051351871226
439340 |  | Plastic roofing screw 4,8x35 seal ZN-NI 100 pcs | bx | 36,47 | Skylights | 169 | 6417926477818
711460 |  | Ground copper 16 / 25m | rl | 160,95 | Grounding copper wires | 219
711465 |  | Ground copper 16 / 50m | rl | 324,30 | Grounding copper wires | 219
711470 |  | Ground copper 16 / 100m | rl | 644,80 | Grounding copper wires | 219
711480 |  | Ground copper 25 / 25m | rl | 247,57 | Grounding copper wires | 219
711485 |  | Ground copper 25 / 50m | rl | 494,15 | Grounding copper wires | 219
711490 |  | Ground copper 25 / 100m | rl | 985,96 | Grounding copper wires | 219
711495 |  | Ground copper 50 / 25m | rl | 452,63 | Grounding copper wires | 219
711455 |  | Ground copper 16-25 C-coupler | pcs | 6,06 | Grounding copper wires | 219
711505 |  | Ground copper 50-70 C-liitin | pcs | 29,95 | Grounding copper wires | 219
711828 |  | Grounding copper HK 50 K7/500 | m | 17,50 | Grounding copper wires | 219 | 6410001084505
711830 |  | Grounding copper HK 70 K10/500 | m | 24,00 | Grounding copper wires | 219 | 6410001084703
711435 |  | Power cabel AXMK 4 x 25 / meter, Aluminum | m | 7,87 | Power cables | 219
711440 |  | Power cabel AXMK 4 x 35 / meter, Aluminum | m | 9,87 | Power cables | 219
711450 |  | Power cabel AXMK 4 x 185 / meter, Aluminum | m | 29,82 | Power cables | 219
711370 |  | Power cabel MCMK 2 x 1,5 + 1,5 / 50m | rl | 178,00 | Power cables | 219
711375 |  | Power cabel MCMK 2 x 1,5 + 1,5 / 100m | rl | 355,00 | Power cables | 219
711380 |  | Power cabel MCMK 2 x 1,5 + 1,5 / meter | m | 2,16 | Power cables | 219
711385 |  | Power cabel MCMK 2 x 2,5 + 2,5 / 50m | rl | 237,50 | Power cables | 219
711390 |  | Power cabel MCMK 2 x 2,5 + 2,5 / 100m | rl | 459,00 | Power cables | 219
711395 |  | Power cabel MCMK 4 x 1,5 + 1,5 / 50m | rl | 237,50 | Power cables | 219
711400 |  | Power cabel MCMK 4 x 1,5 + 1,5 / 100m | rl | 459,00 | Power cables | 219
711405 |  | Power cabel MCMK 4 x 1,5 + 1,5 / meter | m | 3,09 | Power cables | 219
711410 |  | Power cabel MCMK 4 x 2,5 + 2,5 / 50m | rl | 332,50 | Power cables | 219
711415 |  | Power cabel MCMK 4 x 2,5 + 2,5 / 100m | rl | 655,00 | Power cables | 219
711420 |  | Power cabel MCMK 4 x 2,5 + 2,5 / meter | m | 4,33 | Power cables | 219
711425 |  | Power cabel MCMK 4 x 6 + 6 / meter | m | 13,08 | Power cables | 219
711430 |  | Power cabel MCMK 4 x 10 + 10 / meter | m | 23,75 | Power cables | 219
711812 |  | Installation cable MMJ 3x1.5 S R50 Eca | rl | 110,00 | Installation wires, data and installation cables | 219 | 6410004069707
711814 |  | Installation cable MMJ 3x1.5 S R100 Eca | rl | 220,00 | Installation wires, data and installation cables | 219 | 6410004069226
711816 |  | Installation cable MMJ 3x2.5 S R50 Eca | rl | 175,00 | Installation wires, data and installation cables | 219 | 6410004067536
711818 |  | Installation cable MMJ 3x2.5 S R100 Eca | rl | 320,00 | Installation wires, data and installation cables | 219 | 6410004069233
711820 |  | Installation cable MMJ 5x1.5 S R50 Eca | rl | 165,00 | Installation wires, data and installation cables | 219 | 6438056279400
711822 |  | Installation cable MMJ 5x1.5 S R100 Eca | rl | 330,00 | Installation wires, data and installation cables | 219 | 6410004067420
711824 |  | Installation cable MMJ 5x2.5 S R50 Eca | rl | 245,00 | Installation wires, data and installation cables | 219 | 6410004069431
711826 |  | Installation cable MMJ 5x6 S R50 Eca | rl | 620,00 | Installation wires, data and installation cables | 219 | 6410004069455
711620 |  | Installation cable H07V2-R (MK90) 16 KEVI R100 | m | 7,14 | Installation wires, data and installation cables | 219 | 6410004046982
711622 |  | Installation cable H07V2-R (MK90) 6 KEVI R100 | m | 2,80 | Installation wires, data and installation cables | 219 | 5413260106194
711624 |  | Rubber cable NEWLEC H07RN-F 3G2,5/50 | m | 4,20 | Installation wires, data and installation cables | 219
711626 |  | Rubber cable NEWLEC H07RN-F 5G2,5/50 | m | 5,84 | Installation wires, data and installation cables | 219 | 3872620277578
711600 | 1102400 | RIGID PLASTIC PIPE Wavin JM 16mm L=2,5m | pcs | 2,50 | Installation conduits, conduit accessories and protective tubes | 219 | 5708525386696
711602 | 1102401 | RIGID PLASTIC PIPE Wavin JM 20mm L=2,5m | pcs | 3,00 | Installation conduits, conduit accessories and protective tubes | 219 | 5708525386702
711604 | 1102402 | RIGID PLASTIC PIPE Wavin JM 25mm L=2,5m | pcs | 4,50 | Installation conduits, conduit accessories and protective tubes | 219 | 5708525386719
711606 | 1102403 | RIGID PLASTIC PIPE Wavin JM 32mm L=2,5m | pcs | 7,50 | Installation conduits, conduit accessories and protective tubes | 219 | 5708525386726
711608 | 1102404 | RIGID PLASTIC PIPE Wavin JM 40mm L=2,5m | pcs | 9,90 | Installation conduits, conduit accessories and protective tubes | 219 | 5708525386733
711610 | 1102405 | RIGID PLASTIC PIPE Wavin JM 50mm L=2,5m | pcs | 14,40 | Installation conduits, conduit accessories and protective tubes | 219 | 5708525386740
711612 | 1102406 | FLEXIBLE PLASTIC PIPE Wavin TAM 16mm 50m | rl | 40,00 | Installation conduits, conduit accessories and protective tubes | 219 | 5708525088422
711614 | 1102407 | FLEXIBLE PLASTIC PIPE Wavin TAM 20mm 50m | rl | 49,50 | Installation conduits, conduit accessories and protective tubes | 219 | 5708525055660
711616 | 1102408 | FLEXIBLE PLASTIC PIPE Wavin TAM 25mm 25m | rl | 37,50 | Installation conduits, conduit accessories and protective tubes | 219 | 5708525327736
711618 | 1102409 | FLEXIBLE PLASTIC PIPE Wavin TAM 32mm 25m | rl | 87,50 | Installation conduits, conduit accessories and protective tubes | 219 | 5906489619946
711628 |  | Protective hose's arc ABB JMKL16, 16mm HF | pcs | 3,46 | Installation conduits, conduit accessories and protective tubes | 219 | 6438199008271
711630 |  | Protective hose's arc ABB JMKL25, 25mm HF | pcs | 4,75 | Installation conduits, conduit accessories and protective tubes | 219 | 6438199008295
711629 |  | Protective hose's arc ABB JMKL20, 20mm HF | pcs | 3,46 | Installation conduits, conduit accessories and protective tubes | 219 | 6438199008288
711631 |  | Protective hose's arc ABB JMKL32, 32mm HF | pcs | 8,39 | Installation conduits, conduit accessories and protective tubes | 219 | 6438199008301
711632 |  | Protective hose's arc ABB JMKL40, 40mm HF | pcs | 12,80 | Installation conduits, conduit accessories and protective tubes | 219 | 6438199008318
711633 |  | Protective hose's arc ABB JMKL50, 50mm HF | pcs | 18,80 | Installation conduits, conduit accessories and protective tubes | 219 | 6438199008325
711635 |  | Extention socket ABB AJ 16mm HF, plastic | pcs | 0,83 | Installation conduits, conduit accessories and protective tubes | 219 | 6410011301166
711636 |  | Extention socket ABB AJ 20mm HF, plastic | pcs | 0,73 | Installation conduits, conduit accessories and protective tubes | 219 | 6410011301203
711637 |  | Extention socket ABB AJ 25mm HF, plastic | pcs | 1,19 | Installation conduits, conduit accessories and protective tubes | 219 | 6410011301258
711638 |  | Extention socket ABB AJ 32mm HF, plastic | pcs | 1,59 | Installation conduits, conduit accessories and protective tubes | 219 | 6410011301326
711639 |  | Extention socket ABB AJ 40mm HF, plastic | pcs | 3,41 | Installation conduits, conduit accessories and protective tubes | 219 | 6410011301401
711640 |  | Extention socket ABB AJ 50mm HF, plastic | pcs | 4,81 | Installation conduits, conduit accessories and protective tubes | 219 | 6410011301500
711642 |  | Mounting box ABB AU3.2 | pcs | 2,45 | Installation conduits, conduit accessories and protective tubes | 219 | 6410011523643
711644 |  | Mounting box ABB AU5.2 | pcs | 4,03 | Installation conduits, conduit accessories and protective tubes | 219 | 6410011523032
711645 |  | Inlet ABB AN16, 16mm HF | pcs | 0,95 | Installation conduits, conduit accessories and protective tubes | 219 | 6410011527542
711646 |  | Inlet ABB AN20, 20mm HF | pcs | 0,92 | Installation conduits, conduit accessories and protective tubes | 219 | 6410011527573
711647 |  | Inlet ABB AN25, 25mm HF | pcs | 1,07 | Installation conduits, conduit accessories and protective tubes | 219 | 6410011527252
711648 |  | Inlet ABB AS12 | pcs | 0,91 | Installation conduits, conduit accessories and protective tubes | 219 | 6410011525784
711649 |  | Inlet ABB AS12.4, HF | pcs | 1,15 | Installation conduits, conduit accessories and protective tubes | 219 | 6438199003467
711651 |  | Heightening ring ABB PMR94 | pcs | 2,02 | Installation conduits, conduit accessories and protective tubes | 219 | 6410011523902
711652 |  | Conduit adaptor ABB AJ16.20, 16mm/20mm HF | pcs | 1,44 | Installation conduits, conduit accessories and protective tubes | 219 | 6410011305164
711650 |  | Lighting outlet ABB AKK13 | pcs | 10,70 | Installation conduits, conduit accessories and protective tubes | 219 | 6410011525128
711867 |  | Junction box ABB AU19 | pcs | 4,88 | Installation conduits, conduit accessories and protective tubes | 219 | 6410011521199
711868 |  | Junction box ABB AU8 | pcs | 6,56 | Installation conduits, conduit accessories and protective tubes | 219 | 6410011521083
711897 |  | Box support ABB PMR577, 42 – 90mm HF | pcs | 1,04 | Installation conduits, conduit accessories and protective tubes | 219 | 6410011527764
711898 |  | Box support ABB PMR577.65, 42 – 65mm HF | pcs | 0,98 | Installation conduits, conduit accessories and protective tubes | 219 | 6418677307256
711899 |  | Box support ABB AS4.2 | pcs | 1,02 | Installation conduits, conduit accessories and protective tubes | 219 | 6438199026251
711900 |  | Box cover ABB AK1.1 | pcs | 2,42 | Installation conduits, conduit accessories and protective tubes | 219 | 6410011525210
711901 |  | Box cover ABB AK5 | pcs | 2,13 | Installation conduits, conduit accessories and protective tubes | 219 | 6410011525357
711902 |  | Box junction piece ABB PMR474, C/C 71mm HF | pcs | 0,78 | Installation conduits, conduit accessories and protective tubes | 219 | 6410011527740
437616 | 9430546 | fischer BSM 8mm Conduit clip metal 100pcs | pcs | 0,50 | Fastening Accessories | 215 | 4006209150153
437619 | 9430547 | fischer BSM 10mm Conduit clip metal 100pcs | pcs | 0,50 | Fastening Accessories | 215 | 4006209150160
437622 | 9430548 | fischer BSM 12mm Conduit clip metal 50pcs | pcs | 0,50 | Fastening Accessories | 215 | 4006209150177
437625 | 9430549 | fischer BSM 14mm Conduit clip metal 50pcs | pcs | 0,50 | Fastening Accessories | 215 | 4006209150184
437628 | 9430550 | fischer BSM 15mm Conduit clip metal 50pcs | pcs | 0,50 | Fastening Accessories | 215 | 4006209150931
437631 | 9430529 | fischer BSM 16mm Conduit clip metal 50pcs | pcs | 0,70 | Fastening Accessories | 215 | 4006209601495
437634 | 9430530 | fischer BSM 18mm Conduit clip metal 50pcs | pcs | 0,50 | Fastening Accessories | 215 | 4006209601501
437637 | 9430545 | fischer BSM 20mm Conduit clip metal 50pcs | pcs | 0,70 | Fastening Accessories | 215 | 4006209601518
437640 | 9430531 | fischer BSM 22mm Conduit clip metal 50pcs | pcs | 0,70 | Fastening Accessories | 215 | 4006209601525
437643 | 3233531 | fischer BSM 25mm Conduit clip metal 50pcs | pcs | 0,70 | Fastening Accessories | 215 | 4006209908396
437646 | 3233532 | fischer BSM 28mm Conduit clip metal 50pcs | pcs | 0,70 | Fastening Accessories | 215 | 4006209601556
437649 | 9430551 | fischer BSM 32mm Conduit clip metal 50pcs | pcs | 0,70 | Fastening Accessories | 215 | 4006209908402
437652 | 9430552 | fischer BSM 40mm Conduit clip metal 25pcs | pcs | 0,80 | Fastening Accessories | 215 | 4006209908419
437655 | 9430553 | fischer BSM 50mm Conduit clip metal 25pcs | pcs | 0,80 | Fastening Accessories | 215 | 4006209908426
437658 | 9430554 | fischer BSM 63mm Conduit clip metal 15pcs | pcs | 0,80 | Fastening Accessories | 215 | 4006209908433
437661 | 9430555 | fischer BSMD 8mm Conduit clip metal 50pcs | pcs | 0,70 | Fastening Accessories | 215 | 4006209150672
437664 | 9430556 | fischer BSMD 10mm Conduit clip metal 50pcs | pcs | 0,70 | Fastening Accessories | 215 | 4006209150689
437667 | 9430557 | fischer BSMD 12mm Conduit clip metal 50pcs | pcs | 0,70 | Fastening Accessories | 215 | 4006209150696
437670 | 9430558 | fischer BSMD 14mm Conduit clip metal 50pcs | pcs | 0,70 | Fastening Accessories | 215 | 4006209150702
437673 | 9430567 | fischer BSMD 16mm Conduit clip metal 50pcs | pcs | 0,70 | Fastening Accessories | 215 | 4006209601693
437676 | 9430559 | fischer BSMD 18mm Conduit clip metal 50pcs | pcs | 0,70 | Fastening Accessories | 215 | 4006209601709
437679 | 9430568 | fischer BSMD 20mm Conduit clip metal 50pcs | pcs | 0,70 | Fastening Accessories | 215 | 4006209601716
437682 | 9430560 | fischer BSMD 22mm Conduit clip metal 50pcs | pcs | 0,70 | Fastening Accessories | 215 | 4006209601723
437685 | 9430561 | fischer BSMD 25mm Conduit clip metal 50pcs | pcs | 0,80 | Fastening Accessories | 215 | 4006209908440
437688 | 9430562 | fischer BSMD 28mm Conduit clip metal 25pcs | pcs | 0,80 | Fastening Accessories | 215 | 4006209601754
437691 | 9430563 | fischer BSMD 32mm Conduit clip metal 25pcs | pcs | 0,80 | Fastening Accessories | 215 | 4006209908457
437694 | 9430564 | fischer BSMD 40mm Conduit clip metal 25pcs | pcs | 0,90 | Fastening Accessories | 215 | 4006209908464
437697 | 9430565 | fischer BSMD 50mm Conduit clip metal 15pcs | pcs | 0,90 | Fastening Accessories | 215 | 4006209908471
437700 | 9430566 | fischer BSMD 63mm Conduit clip metal 10pcs | pcs | 0,90 | Fastening Accessories | 215 | 4006209908488
440560 | 1308665 | Fastening tie Fischer FF 16-32mm 100pcs | bx | 49,36 | Fastening Accessories | 215 | 4048962520828
440562 | 1308666 | Fastening tie Fischer FF 32-63mm 50pcs | bx | 32,92 | Fastening Accessories | 215 | 4048962520835
440564 | 1308652 | Fischer DFNH 15 NP 1008pcs | bx | 290,00 | Fastening Accessories | 215 | 4048962477580
440566 | 1308653 | Fischer DFNH 17 NP 1008pcs | bx | 322,42 | Fastening Accessories | 215 | 4048962477597
440568 | 1308654 | Fischer DFNH 22 NP 1008pcs | bx | 322,42 | Fastening Accessories | 215 | 4048962477603
440570 | 1308655 | Fischer DFNH 27 NP 1008pcs | bx | 354,72 | Fastening Accessories | 215 | 4048962477610
440572 | 1308656 | Fischer DFNH 32 NP 1008pcs | bx | 361,27 | Fastening Accessories | 215 | 4048962477627
711849 |  | Clipnail BizLine BC 8-12/35mm/100,black | pkg | 19,00 | Fastening Accessories | 219 | 3700882161406
711848 |  | Clipnail BizLine BC 10-14/35mm/100,black | pkg | 18,00 | Fastening Accessories | 219 | 3700882132918
711850 | 1328832 | Nail clamp BizLine BC 8-12/30mm/100,VAL | pkg | 19,95 | Fastening Accessories | 219 | 3700882132819
711855 | 1328835 | Nail clamp BizLine BC 10-14/30mm/100,VAL | pkg | 23,95 | Fastening Accessories | 219 | 3700882132840
711905 | 1328821 | Screw clamp BizLine BCS 8-12/125,VAL | pkg | 65,00 | Fastening Accessories | 219 | 3700882121691
711907 | 1328822 | Screw clamp BizLine BCS 10-14/100,VAL | pkg | 55,00 | Fastening Accessories | 219 | 3700882121707
711903 |  | PAN HEAD BizLine PH2 M4x50mm/25 | pkg | 8,14 | Fastening Accessories | 219 | 3701395139746
711904 |  | PAN HEAD BizLine PH2 M4x25mm/25 | pkg | 5,80 | Fastening Accessories | 219 | 3701395139722
711909 |  | Box-clamping screw ABB PLP5.100, 3X29mm | pkg | 5,23 | Fastening Accessories | 219 | 6418677335167
711911 |  | Box-clamping screw ABB PLP4.100, 3X16mm | pkg | 5,25 | Fastening Accessories | 219 | 6418677335150
703190 | 1329289 | Cable sleeve BizLine 300x4.5/100, white | bg | 17,00 | Fastening Accessories | 234 | 3701395100104
703195 | 1328011 | Cable sleeve BizLine 190x4.8/100, white | bg | 15,00 | Fastening Accessories | 234 | 3700420310129
703315 |  | Cable tie 2.5mm x 99mm (100 pcs/pack) | bg | 2,73 | Fastening Accessories | 234
703320 |  | Cable tie 3.5 x 140 mm | bg | 3,47 | Fastening Accessories | 234
703325 |  | Cable tie 3.5 x 200 mm / 100 pcs | bg | 6,30 | Fastening Accessories | 234
703340 |  | Cable tie 4.8mm x 292mm (100 pcs/pack) | bg | 11,24 | Fastening Accessories | 234
703346 |  | Cable tie 7.6 x 450 mm / 50 pcs | bg | 24,60 | Fastening Accessories | 234
703350 |  | Cable tie 9.0 x 776 mm / 50 pcs | bg | 36,62 | Fastening Accessories | 234
440287 | 3211856 | Threaded rod fischer G M10 2m DIN975 4.8 Zn 25/pac | pcs | 7,95 | Fastening Accessories | 215 | 4048962144062
440288 |  | Threaded rod fischer G M12 2m DIN975 4.8 Zn 10/pac | pcs | 14,35 | Fastening Accessories | 215 | 4048962144079
440289 |  | Threaded rod fischer G M16 2m DIN975 4.8 Zn 10/pac | pcs | 27,50 | Fastening Accessories | 215 | 4048962144086
440286 | 3211855 | Threaded rod fischer G M8 2m DIN975 4.8 Zn 25/pac | pcs | 5,15 | Fastening Accessories | 215 | 4048962144048
440293 | 3211858 | Threaded rod fischer G M10 2m DIN975 A4 1pcs | pcs | 27,50 | Fastening Accessories | 215 | 4048962144109
440294 | 3285903 | Threaded rod fischer G M12 2m A4 5/pac | pcs | 41,75 | Fastening Accessories | 215 | 4048962445992
440295 | 3285904 | Threaded rod fischer G M16 2m A4 5/pac | pcs | 75,45 | Fastening Accessories | 215 | 4048962446005
440292 | 3211857 | Threaded rod fischer G M8 2m DIN975 A4 1pcs | pcs | 19,95 | Fastening Accessories | 215 | 4048962144093
440132 | 3246974 | Nut fischer MU M6 100/pac | bx | 10,58 | Fastening Accessories | 215 | 4006209797334
440133 | 3246970 | Nut fischer MU M8 100/pac | bx | 7,20 | Fastening Accessories | 215 | 4006209797341
440134 | 3246971 | Nut fischer MU M10 100/pac | bx | 22,20 | Fastening Accessories | 215 | 4006209797358
440135 | 3246975 | Nut fischer MU M12 100/pac | bx | 25,25 | Fastening Accessories | 215 | 4006209246504
440136 | 3246976 | Nut fischer MU M16 DIN934 50/pac | bx | 23,20 | Fastening Accessories | 215 | 8001132572979
440137 |  | Nut fischer M6 A4 DIN 934 100/pac | bx | 24,35 | Fastening Accessories | 215 | 4048962174861
440138 | 3246972 | Nut fischer MU M8 A4 50/pac | bx | 14,19 | Fastening Accessories | 215 | 4048962423358
440139 | 3246973 | Nut fischer MU M10 A4 50/pac | bx | 26,79 | Fastening Accessories | 215 | 4048962423365
440140 | 3246990 | Nut fischer MU M12 A4 DIN 934 50/pac | bx | 39,38 | Fastening Accessories | 215 | 4048962446012
440141 |  | Nut fischer M16 A4 50/pac | bx | 183,31 | Fastening Accessories | 215 | 4048962424164
440142 | 3211408 | Hexagonal connector fischer VM M8 100/pac | pcs | 0,35 | Fastening Accessories | 215 | 4006209796900
440143 | 3211850 | Hexagonal connector fischer VM M10 100/pac | pcs | 0,39 | Fastening Accessories | 215 | 4006209796917
440593 |  | Hexagonal connerctor fischer VM M12 ZN 100pcs | pcs | 0,89 | Fastening Accessories | 215 | 4006209209714
440594 |  | Hexagonal connerctor fischer VM M16 ZN 50pcs | pcs | 1,85 | Fastening Accessories | 215 | 4048962095951
440123 |  | Washer fischer M10 DIN125 200/pac | bx | 18,50 | Fastening Accessories | 215 | 4048962424522
440124 |  | Washer fischer M16 DIN125 100/pac | bx | 31,00 | Fastening Accessories | 215 | 4048962150483
440126 | 3247972 | Washer fischer U 12x24 DIN125 100/pac | bx | 11,05 | Fastening Accessories | 215 | 8001132573013
440125 | 3247971 | Washer fischer U 6x12 DIN125 100/pac | bx | 5,42 | Fastening Accessories | 215 | 4048962316117
440588 |  | Washer fischer U 8x17 Zn 100pcs | pcs | 0,10 | Fastening Accessories | 215 | 4006209914779
440128 | 3247970 | Washer fischer U 10x28 DIN9021 100/pac | bx | 17,85 | Fastening Accessories | 215 | 4006209797266
440590 |  | Washer fischer U 12x40 Zn 100pcs | pcs | 0,43 | Fastening Accessories | 215 | 4006209246498
440127 | 3219002 | Washer fischer U 8x28 100/pac | bx | 14,85 | Fastening Accessories | 215 | 4006209797259
440130 | 3247976 | Washer fischer U 10x30 A4 100/pac | bx | 87,00 | Fastening Accessories | 215 | 4048962070392
440131 |  | Washer fischer U 12x40 A4 50/pac | bx | 124,35 | Fastening Accessories | 215 | 4048962446036
440592 |  | Washer fischer U 16x40 A4 50pcs | pcs | 1,75 | Fastening Accessories | 215 | 4048962446050
440129 | 3247975 | Washer fischer U 8x28 A4 100/pac | bx | 51,25 | Fastening Accessories | 215 | 4048962070378
440584 |  | Washer fischer U 12x24 A4 100pcs | pcs | 0,35 | Fastening Accessories | 215 | 4048962070415
440586 |  | Washer fischer U 16x30 A4 50pcs | pcs | 0,50 | Fastening Accessories | 215 | 4048962446043
440050 |  | HVAC-screw 6,5x30 ruspert 100pcs | pcs | 0,39 | Fastening Accessories | 215 | 4743247011113
438785 | 3230724 | Patent band stainless 17x0,8mm | m | 18,00 | Fastening Accessories | 215
438790 | 3230727 | Patent band stainless 26x1,0mm | m | 19,00 | Fastening Accessories | 215
438795 | 3230716 | Patent band plastic coated 18x1,4mm | m | 4,20 | Fastening Accessories | 215
438800 | 3230702 | Patent band galvanized 12x0,8mm | m | 1,80 | Fastening Accessories | 215
438805 | 3230705 | Patent band galvanized 17x0,8mm | m | 5,12 | Fastening Accessories | 215
438810 | 3230708 | Patent band galvanized 26x1,0mm | m | 2,37 | Fastening Accessories | 215
437865 | 3230600 | Mounting band galvanized 20/0,75mm 25m/roll | rl | 29,59 | Fastening Accessories | 215
440211 | 3253600 | Plasterboard fixing fischer GKM 100/pac | bx | 79,50 | Fastening Accessories | 215 | 4006209245569
440212 | 3253615 | Plasterboard fixing fischer GKM SK NV 6pcs | pkg | 8,28 | Fastening Accessories | 215 | 4006209909171
440213 | 3253616 | Plasterboard fixing fischer KD 4 K NV 2pcs | pkg | 10,99 | Fastening Accessories | 215 | 8590369843414
440214 | 3253617 | Plasterboard fixing fischer KDH 4 K NV 2pcs | pkg | 10,17 | Fastening Accessories | 215 | 8590369843421
440216 | 3253646 | Cavity fixing fischer DuoHM 4x55 S TX 25/pac | bx | 60,54 | Fastening Accessories | 215 | 4048962524017
440217 | 3253647 | Cavity fixing fischer DuoHM 5x55 S TX 25/pac | bx | 71,55 | Fastening Accessories | 215 | 4048962524024
440218 | 3253648 | Cavity fixing fischer DuoHM 6x55 S TX 25/pac | bx | 93,31 | Fastening Accessories | 215 | 4048962524031
440550 | 1308657 | Pipe clip Fischer RC 16mm 100pcs | bx | 34,80 | Fastening Accessories | 215 | 4048962520743
440552 | 1308658 | Pipe clip Fischer RC 20mm 100pcs | bx | 39,95 | Fastening Accessories | 215 | 4048962520750
440554 | 1308659 | Pipe clip Fischer RC 25mm 100pcs | bx | 54,80 | Fastening Accessories | 215 | 4048962520767
440556 | 1308660 | Pipe clip Fischer RC 32mm 50pcs | bx | 36,60 | Fastening Accessories | 215 | 4048962520774
440558 | 1308661 | Pipe clip Fischer RC 40mm 50pcs | bx | 54,80 | Fastening Accessories | 215 | 4048962520781
711915 | 1475960 | Installation channel PVC 11x11x2000 TAR LVA Mini-S | pcs | 20,00 | Cable channels | 219 | 6410014759605
711917 | 1461468 | Installation channel LF15015 PVC 15x15x2000 TAR LV | pcs | 17,50 | Cable channels | 219 | 4012740011518
711919 | 1461470 | Installation channel LF20020 PVC 20x19x2000 TAR LV | pcs | 18,50 | Cable channels | 219 | 4012740011693
711921 | 1418170 | Installation channel WDK20020SRW,17,5x17,5x2000 VA | pcs | 18,50 | Cable channels | 219 | 4012195164265
711923 | 1499012 | Installation channel Newlec LHD20X20 PVC 20x20x200 | pcs | 20,95 | Cable channels | 219 | 6410014990121
711832 | 1602006 | Junction box ABB AP6 60×60 mm, white | pcs | 10,95 | Surface-mounted junction and connection boxes | 219 | 6410016020062
711834 | 1602012 | Junction box ABB AP12 59×79 mm, white | pcs | 11,10 | Surface-mounted junction and connection boxes | 219 | 6410016020123
711860 | 1612509 | Junction box ABB AP9 86x86mm,VAL,IP65 HF | pcs | 8,50 | Surface-mounted junction and connection boxes | 219 | 6410016125095
711865 | 1612510 | Junction box ABB AP10 104x104mm,VAL,IP65 HF | pcs | 24,95 | Surface-mounted junction and connection boxes | 219 | 6410016125101
711265 |  | Extension socket 5 x 16A 380V | pcs | 10,09 | Surface‑mounted sockets, plugs, and construction site distribution boards | 219
711270 |  | Extension socket 1-pole 220V female | pcs | 10,09 | Surface‑mounted sockets, plugs, and construction site distribution boards | 219
711250 |  | Plug 5 x 32 male 380V | pcs | 9,37 | Surface‑mounted sockets, plugs, and construction site distribution boards | 219
711345 |  | Substation VVS1x32 2x16 6xschuko | pcs | 769,41 | Surface‑mounted sockets, plugs, and construction site distribution boards | 219
711260 |  | Plug 220V male, rubber | pcs | 6,18 | Surface‑mounted sockets, plugs, and construction site distribution boards | 219
711275 |  | Extension socket 2-pole with covers | pcs | 18,44 | Surface‑mounted sockets, plugs, and construction site distribution boards | 219
711340 |  | Substation 5x2,5 2x16 4 schuko | pcs | 346,25 | Surface‑mounted sockets, plugs, and construction site distribution boards | 219
711255 |  | Plug 63A/IP67 | pcs | 40,79 | Surface‑mounted sockets, plugs, and construction site distribution boards | 219
711350 |  | Substation VVS 63A 2x32 2x16 and 6 schuko | pcs | 1498,03 | Surface‑mounted sockets, plugs, and construction site distribution boards | 219
711245 |  | Plug 5 x 16A 380V male | pcs | 6,18 | Surface‑mounted sockets, plugs, and construction site distribution boards | 219
711285 |  | Extension socket 63A/IP67 | pcs | 60,34 | Surface‑mounted sockets, plugs, and construction site distribution boards | 219
711280 |  | Extension socket 5 x 32 female 380V | pcs | 11,95 | Surface‑mounted sockets, plugs, and construction site distribution boards | 219
711875 | 2440750 | Plug Schneider Electric MAAD IP44 VAL | pcs | 9,95 | Surface‑mounted sockets, plugs, and construction site distribution boards | 219 | 6410024407503
711870 | 2405636 | Plug BizLine IP44, 1.5, black | pcs | 9,50 | Surface‑mounted sockets, plugs, and construction site distribution boards | 219 | 3700882122667
711880 | 2405631 | Plug BizLine PVC IP20, VAL | pcs | 12,95 | Surface‑mounted sockets, plugs, and construction site distribution boards | 219 | 3700882122605
711857 |  | Junction box ABB AP9M, 86x86mm,IP65 HF,black | pcs | 5,01 | Surface‑mounted sockets, plugs, and construction site distribution boards | 219 | 6418677329906
711190 |  | Extension cord 5 x 6 32A 380V 20m | pcs | 388,29 | Extension cords and cable | 219
711180 |  | Extension cord 3 x 2,5s 20m 2-pole | pcs | 144,60 | Extension cords and cable | 219
711195 |  | Extension cord 5 x 16 s 63 A 380V 20m | pcs | 925,00 | Extension cords and cable | 219
711174 |  | Cable reel 25M 3x2,5 VSN H07RN-F IP44 | pcs | 175,00 | Extension cords and cable | 219
711185 |  | Extension cord 5 x 2,5 16A 380V 20m | pcs | 170,35 | Extension cords and cable | 219
711175 |  | Extension cord 3 x 1,5s 20m 2-pole | pcs | 92,85 | Extension cords and cable | 219
133200 | 9412500 | TEL A cable protection pipe 75mm x 6m SN16 yellow | pcs | 35,85 | Cable protection and connection accessories | 225 | 6430050412876
133205 | 9412501 | TEL A cable protection pipe 110mm x 6m SN16 yellow | pcs | 52,48 | Cable protection and connection accessories | 225 | 6430010817994
133210 | 9412502 | TEL A cable protection pipe 140mm x 6m SN16 yellow | pcs | 92,02 | Cable protection and connection accessories | 225 | 6430050410636
133215 | 9412503 | TEL A cable protection pipe 160mm x 6m SN16 yellow | pcs | 110,43 | Cable protection and connection accessories | 225 | 6430010818007
133216 | 9412548 | TEL A cable protection pipe 200mm x 6m SN16 yellow | pcs | 132,60 | Cable protection and connection accessories | 225 | 6430050417185
133220 | 9412531 | TEL A cable protection pipe 110mm x 6 m SN16 yello | pcs | 74,06 | Cable protection and connection accessories | 225 | 6430050415082
133221 | 9412532 | TEL A cable protection pipe 140mm x 6m SN16 yellow | pcs | 108,97 | Cable protection and connection accessories | 225 | 6430050416027
133222 | 9412533 | TEL A cable protection pipe 160mm x 6m SN16 yellow | pcs | 119,54 | Cable protection and connection accessories | 225 | 6430050416034
133228 | 9412549 | TEL A cable protection pipe 75mm x 6m SN16 red | pcs | 35,85 | Cable protection and connection accessories | 225 | 6430050417246
133225 | 9412504 | TEL A cable protection pipe 110mm x 6m SN16 red | pcs | 52,48 | Cable protection and connection accessories | 225 | 6430010818014
133230 | 9412505 | TEL A cable protection pipe 160mm x 6m SN16 red | pcs | 110,43 | Cable protection and connection accessories | 225 | 6430010818021
133235 | 9412534 | TEL A cable protection pipe 110mm x 6m SN16 red | pcs | 74,06 | Cable protection and connection accessories | 225 | 6430050416041
133236 | 9412535 | TEL A cable protection pipe 140mm x 6m SN16 red | pcs | 108,97 | Cable protection and connection accessories | 225 | 6430050416058
133237 | 9412536 | TEL A cable protection pipe 160mm x 6m SN16 red | pcs | 119,54 | Cable protection and connection accessories | 225 | 6430050416065
133255 | 9412507 | TEL B cable protection pipe 110mm x 6m SN8 yellow | pcs | 37,20 | Cable protection and connection accessories | 225 | 6430010810582
133260 | 9412508 | TEL B cable protection pipe 140mm x 6m SN8 yellow | pcs | 66,79 | Cable protection and connection accessories | 225 | 6430050410643
133265 | 9412509 | TEL B cable protection pipe 160mm x 6m SN8 yellow | pcs | 84,45 | Cable protection and connection accessories | 225 | 6430010810599
133270 | 9412544 | TEL B cable protection pipe 75 x 6m SN8 PE yellow | pcs | 30,75 | Cable protection and connection accessories | 225 | 6430050410650
133275 | 9412537 | TEL B cable protection pipe 110mm x 6m SN8 yellow | pcs | 51,96 | Cable protection and connection accessories | 225 | 6430050416072
133276 | 9412538 | TEL B cable protection pipe 140mm x 6m SN8 yellow | pcs | 83,17 | Cable protection and connection accessories | 225 | 6430050416089
133277 | 9412539 | TEL B cable protection pipe 160mm x 6m SN8 yellow | pcs | 92,21 | Cable protection and connection accessories | 225 | 6430050416096
133280 | 9412551 | TEL B cable protection pipe 50 mm x 3 m SN8 yellow | pcs | 12,47 | Cable protection and connection accessories | 225 | 6430050415563
133285 | 9412552 | TEL B cable protection pipe 50 mm x 6 m SN8 yellow | pcs | 22,23 | Cable protection and connection accessories | 225 | 6430010810629
133290 | 9412553 | TEL B cable protection pipe 75 mm x 6 m SN8 yellow | pcs | 35,85 | Cable protection and connection accessories | 225 | 6430010810636
133305 | 9412510 | TEL B cable protection pipe 110mm x 6m SN8 red | pcs | 37,20 | Cable protection and connection accessories | 225 | 6430010810605
133310 | 9412511 | TEL B cable protection pipe 160mm x 6m SN8 red | pcs | 84,45 | Cable protection and connection accessories | 225 | 6430010810612
133311 | 9412540 | TEL B cable protection pipe 110mm x 6m SN8 red | pcs | 51,96 | Cable protection and connection accessories | 225 | 6430050416102
133312 | 9412541 | TEL B cable protection pipe 140mm x 6m SN8 red | pcs | 83,17 | Cable protection and connection accessories | 225 | 6430050416119
133313 | 9412542 | TEL B cable protection pipe 160mm x 6m SN8 red | pcs | 92,21 | Cable protection and connection accessories | 225 | 6430050416126
133315 | 9412558 | TEL B cable protection pipe 50 mm x 6 m SN8 red | pcs | 22,23 | Cable protection and connection accessories | 225 | 6430050412883
133587 | 9412555 | Cable protection tube 75x4,5/200m SDR17 yellow | rl | 2019,60 | Cable protection and connection accessories | 225 | 6430050419967
133603 | 9412556 | Cable protection tube 110x6,6/300m SDR17 yellow | rl | 5290,74 | Cable protection and connection accessories | 225 | 6430050419974
133340 | 9412516 | TEL-curve 50 0-90 degrees | pcs | 16,18 | Cable protection and connection accessories | 225 | 6430010810643
133345 | 9412517 | TEL-curve 75 0-90 degrees | pcs | 18,84 | Cable protection and connection accessories | 225 | 6430010810650
133350 | 9412518 | TEL-curve 110 0-90 degrees | pcs | 27,25 | Cable protection and connection accessories | 225 | 6430010810667
133355 | 9412519 | TEL-curve 140 0-90 degrees | pcs | 29,29 | Cable protection and connection accessories | 225 | 6430050412890
133360 | 9412520 | TEL-curve 160 0-90 degrees | pcs | 31,84 | Cable protection and connection accessories | 225 | 6430010810674
133365 | 9412521 | TEL-curve hard 100x45 red | pcs | 81,17 | Cable protection and connection accessories | 225
133395 | 9412527 | TEL-curve hard 75x45 red | pcs | 68,62 | Cable protection and connection accessories | 225
133400 | 9412528 | TEL-curve hard 75x90 black | pcs | 73,91 | Cable protection and connection accessories | 225
133370 | 9412522 | TEL-curve hard 100x90 red | pcs | 84,54 | Cable protection and connection accessories | 225
133375 | 9412523 | TEL-curve hard 110x45 yellow | pcs | 93,59 | Cable protection and connection accessories | 225
133385 | 9412525 | TEL-curve hard 140x45 yellow | pcs | 143,65 | Cable protection and connection accessories | 225
133380 | 9412524 | TEL-curve hard 110x90 yellow | pcs | 96,50 | Cable protection and connection accessories | 225
133390 | 9412526 | TEL-curve hard 140x90 yellow | pcs | 158,14 | Cable protection and connection accessories | 225
133425 |  | TEL-plug 110 | pcs | 5,21 | Cable protection and connection accessories | 225
133430 |  | TEL-plug 140 | pcs | 15,54 | Cable protection and connection accessories | 225
133450 |  | Socket 110 mm (TEL-socket) | pcs | 5,93 | Cable protection and connection accessories | 225 | 6430010813187
133455 |  | Connector 110mm, green (TEL-socket) | pcs | 8,48 | Cable protection and connection accessories | 225
133240 |  | Cable conduit TEL A 100 6m red PVC | pcs | 107,17 | Cable protection and connection accessories | 225
133245 | 9412506 | TEL A cable protection pipe 110mm x 6m SN16 green | pcs | 52,48 | Cable protection and connection accessories | 225 | 6430010818083
133249 | 9412550 | Cable conduit TEL A 110/93mm x 6m grey (double) | pcs | 52,48 | Cable protection and connection accessories | 225 | 6430010818069
133250 | 9412543 | TEL A cable protection pipe 110mm x 6m SN16 orange | pcs | 52,48 | Cable protection and connection accessories | 225 | 6430010818076
133300 | 9412514 | Cable protection pipe TEL B 50mm x 50m yellow with | rl | 165,64 | Cable protection and connection accessories | 225 | 6430050413231
133320 |  | Cable conduit TEL B 100 6m red PVC | pcs | 69,17 | Cable protection and connection accessories | 225
133325 | 9412512 | TEL B cable protection pipe 110mm x 6m SN8 green | pcs | 37,20 | Cable protection and connection accessories | 225 | 6430010819509
133296 | 9412545 | Cable protection pipe TEL B 75mm x 50m with cord | rl | 217,19 | Cable protection and connection accessories | 225 | 6430010811442
133335 | 9412515 | Cable channel XYS a 3m/24m package (yellow) | m | 3,20 | Cable protection and connection accessories | 225 | 6430010810698
133445 |  | Cable channel 20140 1050mm /SN16 | pcs | 18,08 | Cable protection and connection accessories | 225
133405 | 9412529 | MX-Cable chamber 630mm plastic cover | pcs | 757,83 | Cable protection and connection accessories | 225 | 6430050415839
133410 | 9412530 | MX-Cable chamber 630mm iron cast cover | pcs | 1330,98 | Cable protection and connection accessories | 225 | 6430050415846
133419 |  | TEL protection plate 600x1000x2.5 yellow | pcs | 12,65 | Cable protection and connection accessories | 225
711530 |  | Alkaline battery AAA/LR03 4 pcs | pkg | 6,80 | Work and safety equipment, batteries and flashlights | 219
711535 |  | Alkaline battery AA / LR06 4 pcs | pkg | 6,80 | Work and safety equipment, batteries and flashlights | 219
711540 |  | Alkaline battery C LR14 2 pcs | pkg | 5,15 | Work and safety equipment, batteries and flashlights | 219
711545 |  | Alkaline battery D / LR20 2 pcs | pkg | 7,21 | Work and safety equipment, batteries and flashlights | 219
711550 |  | Alkaline battery 9V / 6LR61 1 pcs | pkg | 5,56 | Work and safety equipment, batteries and flashlights | 219
711653 |  | Side cutters BizLine, electronics | pcs | 22,10 | Work and safety equipment, batteries and flashlights | 219 | 3700420308263
711654 |  | Electrician's knife BizLine 135mm | pcs | 10,20 | Work and safety equipment, batteries and flashlights | 219 | 3700882148834
711913 |  | Multi-stripper tool BizLine Putkijokari 8-13mm | pcs | 62,80 | Work and safety equipment, batteries and flashlights | 219 | 3700420317319
711914 |  | "Stripping pliers BizLine Stripperit 0.6-2.6mm" | pcs | 25,20 | Work and safety equipment, batteries and flashlights | 219 | 3700882150523
703400 |  | Electrical tape 15mm/10m black | rl | 1,26 | Work and safety equipment, batteries and flashlights | 234
703405 |  | Electrical tape 15mm/10m red | rl | 1,26 | Work and safety equipment, batteries and flashlights | 234
703410 |  | Electrical tape 15mm/10m blue | rl | 1,26 | Work and safety equipment, batteries and flashlights | 234
703415 |  | Electrical tape 15mm/10m yellow | rl | 1,26 | Work and safety equipment, batteries and flashlights | 234
703420 |  | Electrical tape 15mm/10m grey | rl | 1,26 | Work and safety equipment, batteries and flashlights | 234
703425 |  | Electrical tape 15mm/10m yel-gre | rl | 1,26 | Work and safety equipment, batteries and flashlights | 234
703417 |  | Electrical tape 15mm/10m white | rl | 1,26 | Work and safety equipment, batteries and flashlights | 234 | 5411512109665
723901 |  | Multi-function lamp, 700LM loadable | pcs | 39,54 | Work and safety equipment, batteries and flashlights | 220 | 6420613775333
723905 |  | Mining lamp Polaris , orange | pcs | 412,00 | Work and safety equipment, batteries and flashlights | 220
714675 |  | Headlamp PETZL Swift RL Pro rechargeable 900lm | pcs | 135,00 | Work and safety equipment, batteries and flashlights | 238 | 3342540831407
723910 |  | Mining lamp Rebel , green | pcs | 430,28 | Work and safety equipment, batteries and flashlights | 220
723902 |  | Multi-function Pocket Flashlight 1100 Lumens swive | pcs | 44,88 | Work and safety equipment, batteries and flashlights | 220 | 6420613776231
723907 |  | Handheld LED Light, USB rechargeable zoom XTE YATO | pcs | 33,86 | Work and safety equipment, batteries and flashlights | 220 | 5906083013348
723906 |  | Handheld LED Light, USB rechargeable XPG3 YATO | pcs | 45,11 | Work and safety equipment, batteries and flashlights | 220 | 5906083013331
714671 |  | Milwaukee rechargeable flashlight IR FL500 USB | pcs | 76,61 | Work and safety equipment, batteries and flashlights | 220 | 4058546347796
715369 |  | MILWAUKEE GLOVE CUT 3/C XXL/11 12P | pcs | 39,00 | Work and safety equipment, batteries and flashlights | 220 | 4002395380220
714676 |  | Milwaukee area light M18 PAL-0 1500 lum. | pcs | 181,45 | Work and safety equipment, batteries and flashlights | 220 | 4058546220501
714673 |  | Milwaukee area light M18 HOAL-0 4000 lum. | pcs | 305,65 | Work and safety equipment, batteries and flashlights | 220 | 4058546340513
714674 |  | Milwaukee area light M18 HOSALC-0 6000 lum. | pcs | 584,68 | Work and safety equipment, batteries and flashlights | 220 | 4058546340490
147860 |  | Self-regulating heat tracer cable 10W/m | m | 14,67 | Heating and de-icing cables | 201
711093 | 8172620 | Self-regulating heating cable 25 W/m 125W-5m | pcs | 135,00 | Heating and de-icing cables | 219 | 7330778604715
711094 | 8172621 | Self-regulating heating cable 25 W/m 200W-8m | pcs | 180,00 | Heating and de-icing cables | 219 | 7330778604722
711095 | 8172622 | Self-regulating heating cable 25 W/m 300W-12m | pcs | 230,00 | Heating and de-icing cables | 219 | 7330778604739
711096 | 8172624 | Self-regulating heating cable 25 W/m 400W-16m | pcs | 285,00 | Heating and de-icing cables | 219 | 7330778604746
711097 | 8172625 | Self-regulating heating cable 25 W/m 500W-20m | pcs | 315,00 | Heating and de-icing cables | 219 | 7330778604753
711098 | 8172626 | Self-regulating heating cable 25 W/m 625W-25m | pcs | 385,00 | Heating and de-icing cables | 219 | 7330778604760
711099 | 8172628 | Self-regulating heating cable 25 W/m 700W-30m | pcs | 440,00 | Heating and de-icing cables | 219 | 7330778604777
711100 |  | Self-regulating heat tracer cable 20W-2m | pcs | 78,62 | Heating and de-icing cables | 219 | 6430010816287
711105 |  | Self-regulating heat tracer cable 40W-4m | pcs | 112,37 | Heating and de-icing cables | 219 | 6430010816294
711110 |  | Self-regulating heat tracer cable 60W-6m | pcs | 156,13 | Heating and de-icing cables | 219 | 6430010816300
711115 |  | Self-regulating heat tracer cable 80W-8m | pcs | 197,50 | Heating and de-icing cables | 219 | 6430010816317
711120 |  | Self-regulating heat tracer cable 100W-10m | pcs | 216,00 | Heating and de-icing cables | 219 | 6430010816324
711125 |  | Self-regulating heat tracer cable 130W-13m | pcs | 249,87 | Heating and de-icing cables | 219 | 6430050412746
711130 |  | Self-regulating heat tracer cable 160W-16m | pcs | 305,00 | Heating and de-icing cables | 219 | 6430050411183
711135 |  | Self-regulating heat tracer cable 190W-19m | pcs | 381,00 | Heating and de-icing cables | 219 | 6430050411190
711140 |  | Self-regulating heat tracer cable 220W-22m | pcs | 399,95 | Heating and de-icing cables | 219 | 6430050411206
711145 |  | Self-regulating heat tracer cable 250W-25m | pcs | 431,00 | Heating and de-icing cables | 219 | 6430050411213
711560 |  | Self-regulating heating cable 10 W/m 300W-30m | pcs | 405,00 | Heating and de-icing cables | 219 | 7330778604463
711565 |  | Self-regulating heating cable 10 W/m 350W-35m | pcs | 405,00 | Heating and de-icing cables | 219 | 7330778604470
711570 |  | Self-regulating heating cable 10 W/m 400W-40m | pcs | 450,00 | Heating and de-icing cables | 219 | 7330778604487
711575 |  | Self-regulating heating cable 10 W/m 500W-50m | pcs | 565,00 | Heating and de-icing cables | 219 | 7330778604500
711580 |  | Self-regulating heating cable 10 W/m 600W-60m | pcs | 650,00 | Heating and de-icing cables | 219 | 7330778604524
711585 |  | Self-regulating heating cable 10 W/m 800W-80m | pcs | 840,00 | Heating and de-icing cables | 219 | 7330778604548
711590 |  | Self-regulating heating cable 10 W/m 1000W-100m | pcs | 1050,00 | Heating and de-icing cables | 219 | 7330778604562
711172 |  | Lead wire for heating cable 2m | pcs | 33,60 | Heating and de-icing cables | 219
711925 | 8172690 | Tryckgenomföring Y-koppling 25mm för värmekabel | pcs | 135,00 | Heating and de-icing cables | 219 | 7330778604203
711927 | 8172717 | Tryckgenomföring Y-koppling 32mm för värmekabel | pcs | 160,00 | Heating and de-icing cables | 219 | 7330778604210
711929 | 8176185 | Connection kit F-10 for heating cable | pcs | 40,00 | Heating and de-icing cables | 219 | 7330778604081
711931 | 8176187 | Splicing kit F-10 for heating cable | pcs | 25,00 | Heating and de-icing cables | 219 | 7330778604128
711933 | 8176190 | Connection and termination kit F-10 for heating ca | pcs | 125,00 | Heating and de-icing cables | 219 | 7330778604197
711934 | 2615606 | Thermostat for heating cable | pcs | 155,00 | Heating and de-icing cables | 219 | 7330778801138
727528 |  | HEATING CABLE T-18 SELF-LIMIT | m | 12,90 | Heating and de-icing cables | 219 | 7330778604807
727530 |  | Installation/connection acces. T-18 | pcs | 24,00 | Heating and de-icing cables | 219 | 7330778360703
711685 |  | Concrete curing cable PST BET 3.3/130 | pcs | 31,50 | Electrical products for underfloor heating | 219
711690 |  | Concrete curing cable PST BET 10/380 | pcs | 34,65 | Electrical products for underfloor heating | 219
711695 |  | Concrete curing cable PST BET 20/735 | pcs | 44,50 | Electrical products for underfloor heating | 219
711700 |  | Concrete curing cable PST BET 35/1400 | pcs | 61,45 | Electrical products for underfloor heating | 219
711705 |  | Concrete curing cable PST BET 55/2200 | pcs | 74,75 | Electrical products for underfloor heating | 219
711710 |  | Concrete curing cable PST BET 85/3200 | pcs | 109,00 | Electrical products for underfloor heating | 219
711712 |  | SCHUKO ADAPTER FOR BHS | pcs | 120,00 | Electrical products for underfloor heating | 219 | 7330778030330
711713 |  | Distribution centre | pcs | 1050,00 | Electrical products for underfloor heating | 219 | 7330778662333
727370 |  | UNDERFLOOR HEATING CABLE 11W/m 8,9m 100W0.6-1.3m2 | pcs | 92,70 | Electrical products for underfloor heating | 219 | 7330778601028
727372 |  | UNDERFLOOR HEATING CABLE 11W/m 13,5m 150W 0.9-2m2 | pcs | 106,80 | Electrical products for underfloor heating | 219 | 7330778601042
727374 |  | UNDERFLOOR HEATING CABLE 11W/m 18,5m 200W1.3-2.7m2 | pcs | 109,86 | Electrical products for underfloor heating | 219 | 7330778601066
727376 |  | UNDERFLOOR HEATING CABLE 11W/m 23m 260W 1.6-3.4m2 | pcs | 125,22 | Electrical products for underfloor heating | 219 | 7330778601080
727378 |  | UNDERFLOOR HEATING CABLE 11W/m 31m 330W 2.1-4.4m2 | pcs | 135,00 | Electrical products for underfloor heating | 219 | 7330778601103
727380 |  | UNDERFLOOR HEATING CABLE 11W/m 37m 400W 2.5-5.3m2 | pcs | 141,15 | Electrical products for underfloor heating | 219 | 7330778601127
727382 |  | UNDERFLOOR HEATING CABLE 11W/m 43m 470W 3-6.3m2 | pcs | 168,12 | Electrical products for underfloor heating | 219 | 7330778601141
727384 |  | UNDERFLOOR HEATING CABLE 11W/m 49m 540W 3.4-7.2m2 | pcs | 181,50 | Electrical products for underfloor heating | 219 | 7330778601165
727386 |  | UNDERFLOOR HEATING CABLE 11W/m 58m 650W 4.1-8.7m2 | pcs | 207,69 | Electrical products for underfloor heating | 219 | 7330778601189
727388 |  | UNDERFLOOR HEATING CABLE 11W/m 73m 810W 5-10.7m2 | pcs | 235,29 | Electrical products for underfloor heating | 219 | 7330778601202
727390 |  | UNDERFLOOR HEATING CABLE 11W/m 86m 960W 6-12.8m2 | pcs | 275,91 | Electrical products for underfloor heating | 219 | 7330778601226
727392 |  | UNDERFLOOR HEATING CABLE 11W/m 107m 1180W7.4-16m2 | pcs | 347,52 | Electrical products for underfloor heating | 219 | 7330778601240
727394 |  | UNDERFLOOR HEATING CAB 11W/m 124m 1380W 8.6-18.3m2 | pcs | 405,21 | Electrical products for underfloor heating | 219 | 7330778601264
727396 |  | UNDERFLOOR HEATING CAB 11W/m 155m 1710W10.7-22.7m | pcs | 451,74 | Electrical products for underfloor heating | 219 | 7330778601288
727398 |  | UNDERFLOOR HEATING CAB 11W/m 187m 2080W13-27.7m2 | pcs | 588,81 | Electrical products for underfloor heating | 219 | 7330778601301
727400 |  | UNDERFLOOR HEATING CABLE 20W/m 10m 200W 1.3-2.5m2 | pcs | 72,00 | Electrical products for underfloor heating | 219 | 7330778611324
727402 |  | UNDERFLOOR HEATING CABLE 20W/m 14m 270W 1.7-3.4m2 | pcs | 78,54 | Electrical products for underfloor heating | 219 | 7330778611331
727404 |  | UNDERFLOOR HEATING CABLE 20W/m 17m 350W 2.2-4.4m2 | pcs | 88,38 | Electrical products for underfloor heating | 219 | 7330778611348
727406 |  | UNDERFLOOR HEATING CABLE 20W/m 23m 440W 2.8-5.5m2 | pcs | 108,30 | Electrical products for underfloor heating | 219 | 7330778611355
727408 |  | UNDERFLOOR HEATING CABLE 20W/m 27m 550W 3.4-6.9m2 | pcs | 111,45 | Electrical products for underfloor heating | 219 | 7330778611362
727410 |  | UNDERFLOOR HEATING CABLE 20W/m 36m 720W 4.5-9m2 | pcs | 132,96 | Electrical products for underfloor heating | 219 | 7330778611379
727412 |  | UNDERFLOOR HEATING CABLE 20W/m 44m 870W 5.4-10.9m2 | pcs | 152,01 | Electrical products for underfloor heating | 219 | 7330778611386
727414 |  | UNDERFLOOR HEATING CABLE 20W/m 53m 1090W6.8-13,6m2 | pcs | 167,04 | Electrical products for underfloor heating | 219 | 7330778611393
727416 |  | UNDERFLOOR HEATING CABLE 20W/m 64m 1290W8.1-16,1m2 | pcs | 205,50 | Electrical products for underfloor heating | 219 | 7330778611409
727418 |  | UNDERFLOOR HEATING CABLE 20W/m 79m 1560W9.8-19.5m2 | pcs | 233,73 | Electrical products for underfloor heating | 219 | 7330778611416
727420 |  | UNDERFLOOR HEATING CABLE 20W/m 93m 1840W11.5-23m2 | pcs | 282,48 | Electrical products for underfloor heating | 219 | 7330778611423
727422 |  | UNDERFLOOR HEATING CABLE 20W/m118m2240W14.7-29.4m2 | pcs | 418,32 | Electrical products for underfloor heating | 219 | 7330778611430
727424 |  | HEATINGmAT Thermoflex 60W/m2 1,3m2 | pcs | 173,88 | Electrical products for underfloor heating | 219 | 7330778610006
727426 |  | HEATINGmAT Thermoflex 60W/m2 2,1m2 | pcs | 229,77 | Electrical products for underfloor heating | 219 | 7330778610013
727428 |  | HEATINGmAT Thermoflex 60W/m2 2,8m2 | pcs | 276,36 | Electrical products for underfloor heating | 219 | 7330778610020
727430 |  | HEATINGmAT Thermoflex 60W/m2 3,6m2 | pcs | 298,08 | Electrical products for underfloor heating | 219 | 7330778610037
727432 |  | HEATINGmAT Thermoflex 60W/m2 4,4m2 | pcs | 322,92 | Electrical products for underfloor heating | 219 | 7330778610044
727434 |  | HEATINGmAT Thermoflex 60W/m2 5,4m2 | pcs | 372,60 | Electrical products for underfloor heating | 219 | 7330778610051
727436 |  | HEATINGmAT Thermoflex 60W/m2 6,6m2 | pcs | 512,34 | Electrical products for underfloor heating | 219 | 7330778610068
727438 |  | HEATINGmAT Thermoflex 120W/m2 1,25m2 | pcs | 158,37 | Electrical products for underfloor heating | 219 | 7330778605798
727440 |  | HEATINGmAT Thermoflex 120W/m2 1,7m2 | pcs | 164,58 | Electrical products for underfloor heating | 219 | 7330778605804
727442 |  | HEATINGmAT Thermoflex 120W/m2 2,1m2 | pcs | 195,30 | Electrical products for underfloor heating | 219 | 7330778605828
727444 |  | HEATINGmAT Thermoflex 120W/m2 2,7m2 | pcs | 226,68 | Electrical products for underfloor heating | 219 | 7330778605842
727446 |  | HEATINGmAT Thermoflex 120W/m2 3,4m2 | pcs | 245,31 | Electrical products for underfloor heating | 219 | 7330778605859
727448 |  | HEATINGmAT Thermoflex 120W/m2 3,9m2 | pcs | 273,24 | Electrical products for underfloor heating | 219 | 7330778605866
727450 |  | HEATINGmAT Thermoflex 120W/m2 4,4m2 | pcs | 307,41 | Electrical products for underfloor heating | 219 | 7330778605880
727452 |  | HEATINGmAT Thermoflex 120W/m2 5,4m2 | pcs | 316,71 | Electrical products for underfloor heating | 219 | 7330778605903
727454 |  | HEATINGmAT Thermoflex 120W/m2 6,6m2 | pcs | 428,49 | Electrical products for underfloor heating | 219 | 7330778605927
727456 |  | HEATINGmAT Thermoflex 120W/m2 7,9m2 | pcs | 484,38 | Electrical products for underfloor heating | 219 | 7330778605941
727458 |  | HEATINGmAT Thermoflex 120W/m2 9,6m2 | pcs | 589,95 | Electrical products for underfloor heating | 219 | 7330778605958
727460 |  | HEATINGmAT Thermoflex 120W/m2 11,5m2 | pcs | 683,10 | Electrical products for underfloor heating | 219 | 7330778605965
727462 | 8960598 | HEATINGmAT Thermoflex 120W/m2 14m2 | pcs | 624,12 | Electrical products for underfloor heating | 219 | 7330778605989
727464 |  | UNDERFLOOR HEATING KIT 11W/m 18,5m 200W + EB205 | pcs | 297,87 | Electrical products for underfloor heating | 219 | 7330778608515
727466 |  | UNDERFLOOR HEATING KIT 11W/m 23m 260W + EB205 | pcs | 313,71 | Electrical products for underfloor heating | 219 | 7330778608522
727468 |  | UNDERFLOOR HEATING KIT 11W/m 31m 330W + EB205 | pcs | 342,27 | Electrical products for underfloor heating | 219 | 7330778608539
727470 |  | UNDERFLOOR HEATING KIT 11W/m 37m 400W + EB205 | pcs | 358,14 | Electrical products for underfloor heating | 219 | 7330778608546
727472 |  | UNDERFLOOR HEATING KIT 11W/m 43m 470W + EB205 | pcs | 383,55 | Electrical products for underfloor heating | 219 | 7330778608553
727474 |  | UNDERFLOOR HEATING KIT 11W/m 49m 540W + EB205 | pcs | 412,08 | Electrical products for underfloor heating | 219 | 7330778608560
727476 |  | UNDERFLOOR HEATING KIT 11W/m 58m 650W + EB205 | pcs | 418,44 | Electrical products for underfloor heating | 219 | 7330778608577
727478 |  | UNDERFLOOR HEATING KIT 11W/m 73m 810W + EB205 | pcs | 472,38 | Electrical products for underfloor heating | 219 | 7330778608584
727480 |  | UNDERFLOOR HEATING KIT 11W/m 86m 960W + EB205 | pcs | 516,81 | Electrical products for underfloor heating | 219 | 7330778608591
727482 |  | UNDERFLOOR HEATING KIT 11W/m 107m 1180W + EB205 | pcs | 589,80 | Electrical products for underfloor heating | 219 | 7330778608607
727484 |  | UNDERFLOOR HEATING KIT 11W/m 124m 1380W + EB205 | pcs | 688,17 | Electrical products for underfloor heating | 219 | 7330778608614
727486 |  | UNDERFLOOR HEATING KIT 11W/m 155m 1710W + EB205 | pcs | 735,78 | Electrical products for underfloor heating | 219 | 7330778608621
727488 |  | UNDERFLOOR HEATING KIT 11W/m 187m 2080W + EB205 | pcs | 926,19 | Electrical products for underfloor heating | 219 | 7330778608638
727490 |  | UNDERFLOOR HEATING KIT 11W/m 18,5m 200W + EB500 | pcs | 428,70 | Electrical products for underfloor heating | 219 | 7330778610822
727492 |  | UNDERFLOOR HEATING KIT 11W/m 23m 260W + EB500 | pcs | 447,78 | Electrical products for underfloor heating | 219 | 7330778610839
727494 |  | UNDERFLOOR HEATING KIT 11W/m 31m 330W + EB500 | pcs | 476,31 | Electrical products for underfloor heating | 219 | 7330778610846
727496 |  | UNDERFLOOR HEATING KIT 11W/m 37m 400W + EB500 | pcs | 492,18 | Electrical products for underfloor heating | 219 | 7330778610853
727498 |  | UNDERFLOOR HEATING KIT 11W/m 43m 470W + EB500 | pcs | 520,74 | Electrical products for underfloor heating | 219 | 7330778610860
727500 |  | UNDERFLOOR HEATING KIT 11W/m 49m 540W + EB500 | pcs | 549,30 | Electrical products for underfloor heating | 219 | 7330778610877
727502 |  | UNDERFLOOR HEATING KIT 11W/m 58m 650W + EB500 | pcs | 555,66 | Electrical products for underfloor heating | 219 | 7330778610884
727504 |  | UNDERFLOOR HEATING KIT 11W/m 73m 810W + EB500 | pcs | 612,78 | Electrical products for underfloor heating | 219 | 7330778610891
727506 |  | UNDERFLOOR HEATING KIT 11W/m 86m 960W + EB500 | pcs | 660,36 | Electrical products for underfloor heating | 219 | 7330778610907
727508 |  | UNDERFLOOR HEATING KIT 11W/m 107m 1180W + EB500 | pcs | 733,35 | Electrical products for underfloor heating | 219 | 7330778610914
727510 |  | UNDERFLOOR HEATING KIT 11W/m 124m 1380W + EB500 | pcs | 844,41 | Electrical products for underfloor heating | 219 | 7330778610921
727512 |  | UNDERFLOOR HEATING KIT 11W/m 155m 1710W + EB500 | pcs | 895,20 | Electrical products for underfloor heating | 219 | 7330778610938
727514 |  | UNDERFLOOR HEATING KIT 11W/m 187m 2080W + EB500 | pcs | 1098,30 | Electrical products for underfloor heating | 219 | 7330778610945
727534 |  | THERMOSTAT EB-THERM 205 | pcs | 110,25 | Electrical products for underfloor heating | 219 | 7330778816033
727536 |  | THERMOSTAT EB-THERM 500 | pcs | 173,49 | Electrical products for underfloor heating | 219 | 7330778817412
727538 |  | WIFImODULE | pcs | 113,52 | Electrical products for underfloor heating | 219 | 7330778816040
727532 |  | THERMOSTAT EB-THERM 800 | pcs | 195,00 | Electrical products for underfloor heating | 219 | 7330778816101
727540 |  | INSULATION BOARD | pcs | 146,25 | Electrical products for underfloor heating | 219 | 7330778601806
711330 |  | Site heater 5kw 380v/16A | pcs | 152,96 | Electric and fan heaters | 219
711315 |  | Liquid heater 1500W | pcs | 378,11 | Electric and fan heaters | 219
711320 |  | Fan heater 1000/2000W | pcs | 54,08 | Electric and fan heaters | 219
727516 |  | ELECTRIC RADIATOR 400W 230V | pcs | 285,00 | Electric and fan heaters | 219 | 7330778230716
727518 |  | ELECTRIC RADIATOR 600W 230V | pcs | 303,00 | Electric and fan heaters | 219 | 7330778230723
727520 |  | ELECTRIC RADIATOR 800W 230V | pcs | 315,00 | Electric and fan heaters | 219 | 7330778230730
727522 |  | ELECTRIC RADIATOR 1000W 230V | pcs | 330,00 | Electric and fan heaters | 219 | 7330778230747
727524 |  | ELECTRIC RADIATOR 1500W 230V | pcs | 381,00 | Electric and fan heaters | 219 | 7330778230754
727526 |  | ELECTRIC RADIATOR 2000W 230V | pcs | 435,00 | Electric and fan heaters | 219 | 7330778230761
716980 |  | Chalk line red 50m/roll | pcs | 6,68 | Site management and guidance | 221
716865 |  | Warning line 75mm x 50m yellow/red | rl | 9,66 | Site management and guidance | 221 | 6430010816621
716870 |  | Warning line 75mm x 500m yellow/red | rl | 41,00 | Site management and guidance | 221 | 6430010816638
716855 |  | District heating warning tape 75mm 250m/roll | rl | 73,79 | Site management and guidance | 221
716860 |  | Flag line 25 m | pcs | 20,48 | Site management and guidance | 221 | 6430010816614
714405 |  | Warning beacon day/dusk | pcs | 126,28 | Site management and guidance | 238
714410 |  | Battery for warning beacon 50 Ah | pcs | 22,29 | Site management and guidance | 238
716800 |  | Plough sign 20 mm x 1500 mm | pcs | 1,33 | Site management and guidance | 221 | 6430010816683
716805 |  | Plough sign 25 mm x 1500 mm | pcs | 1,60 | Site management and guidance | 221 | 6430010816690
716810 |  | Traffic cone 500mm soft | pcs | 23,95 | Site management and guidance | 221 | 6430010816652
716815 |  | Traffic cone 750mm hard | pcs | 31,85 | Site management and guidance | 221 | 6430010816669
716820 |  | Stop rod for traffic 400mm | pcs | 59,72 | Site management and guidance | 221
716875 |  | Prohibition sign construction area | pcs | 15,50 | Site management and guidance | 221
716880 |  | Prohibition sign no entry | pcs | 18,77 | Site management and guidance | 221
716885 |  | Sign, FIRST AID | pcs | 23,07 | Site management and guidance | 221
716900 |  | Instruction sign hearing protection | pcs | 17,82 | Site management and guidance | 221
716890 |  | Instruction sign safety helmet | pcs | 18,77 | Site management and guidance | 221
716895 |  | Instruction sign safety glasses | pcs | 17,82 | Site management and guidance | 221
716915 |  | Warning sign sound signals | pcs | 18,77 | Site management and guidance | 221
716905 |  | Warning sign blasting area | pcs | 18,77 | Site management and guidance | 221
716910 |  | Warning sign mined field | pcs | 30,46 | Site management and guidance | 221
716925 |  | Warning sign excavation | pcs | 22,84 | Site management and guidance | 221
716920 |  | Warning sign shaft | pcs | 18,77 | Site management and guidance | 221
716835 |  | Site fence 1,2 x 50, orange | rl | 82,12 | Site management and guidance | 221 | 8002929035028
716840 |  | Site fence 1,2x50m, blue | rl | 82,12 | Site management and guidance | 221
716825 |  | Delineator post with stand | pcs | 35,61 | Site management and guidance | 221 | 6430010816676
711842 |  | Pole base Lujabetoni RBJ?A1 21 kg | pcs | 29,25 | Site management and guidance | 219 | 6410046072000
711846 |  | Pole base Lujabetoni RBJ?3B 169 kg | pcs |  | Site management and guidance | 219 | 6410046072338
711844 |  | Pole base Lujabetoni RBJ?2B 78 kg | pcs | 165,00 | Site management and guidance | 219 | 6410046072154
133421 |  | Warning net district heating 300mm x 250m | rl | 224,15 | Site management and guidance | 225
715570 |  | Highvis shell jacket Yellow/Navy blue M Blåkläder | pcs | 180,66 | Workwear and footwear | 241
715575 |  | Highvis shell jacket Yellow/Navy blue L Blåkläder | pcs | 180,66 | Workwear and footwear | 241
715580 |  | Highvis shell jacket Yellow/Navy blue XL Blåkläder | pcs | 180,66 | Workwear and footwear | 241
715585 |  | Highvis jacket Yellow/Marine blue XXL Blåkläder | pcs | 180,66 | Workwear and footwear | 241
715590 |  | Highvis jacket Yellow/Marine blue XXXL Blåkläder | pcs | 180,66 | Workwear and footwear | 241
715670 |  | Softshell jacket Black/Silver S Blåkläder | pcs | 139,73 | Workwear and footwear | 241
715675 |  | Softshell jacket Black/Silver M Blåkläder | pcs | 139,73 | Workwear and footwear | 241
715680 |  | Softshell jacket Black/Silver L Blåkläder | pcs | 139,73 | Workwear and footwear | 241
715685 |  | Softshell jacket Black/Silver XL Blåkläder | pcs | 139,73 | Workwear and footwear | 241
715690 |  | Softshell jacket Black/Silver XXL Blåkläder | pcs | 139,73 | Workwear and footwear | 241
715700 |  | Jacket Yellow/Black S Blåkläder | pcs | 139,73 | Workwear and footwear | 241
715705 |  | Jacket Yellow/Black M Blåkläder | pcs | 139,73 | Workwear and footwear | 241
715710 |  | Jacket Yellow/Black L Blåkläder | pcs | 139,73 | Workwear and footwear | 241
715715 |  | Jacket Yellow/Black XL Blåkläder | pcs | 139,73 | Workwear and footwear | 241
715645 |  | Highvis winter jacket with hood Yellow/Navy blue S | pcs | 246,20 | Workwear and footwear | 241
715650 |  | Highvis winter jacket with hood Yellow/Navy blue M | pcs | 246,20 | Workwear and footwear | 241
715660 |  | Highvis winter jacket with hood Yellow/Navy blue X | pcs | 246,20 | Workwear and footwear | 241
715665 |  | Highvis winter jacket with hood Yellow/Dark Blue X | pcs | 246,20 | Workwear and footwear | 241
715730 |  | Winter jacket Black/Gray L Blåkläder | pcs | 158,91 | Workwear and footwear | 241
716305 |  | Highvis shell jacket S Blåkläder | pcs | 219,80 | Workwear and footwear | 241
716310 |  | Highvis shell jacket M Blåkläder | pcs | 219,80 | Workwear and footwear | 241
716315 |  | Highvis shell jacket L Blåkläder | pcs | 219,80 | Workwear and footwear | 241
716320 |  | Highvis shell jacket XL Blåkläder | pcs | 219,80 | Workwear and footwear | 241
716325 |  | Highvis shell jacket XXL Blåkläder | pcs | 219,80 | Workwear and footwear | 241
716330 |  | Highvis winter jacket S Blåkläder | pcs | 279,00 | Workwear and footwear | 241
716335 |  | Highvis winter jacket M Blåkläder | pcs | 279,00 | Workwear and footwear | 241
716340 |  | Highvis winter jacket L Blåkläder | pcs | 279,00 | Workwear and footwear | 241
716345 |  | Highvis winter jacket XL Blåkläder | pcs | 279,00 | Workwear and footwear | 241
716350 |  | Highvis winter jacket XXL Blåkläder | pcs | 279,00 | Workwear and footwear | 241
715796 |  | Highvis hanging pocket pants (L2) Yellow/Navy blue | pcs | 104,03 | Workwear and footwear | 241
715801 |  | Highvis hanging pocket pants (L2) Yellow/Navy blue | pcs | 104,03 | Workwear and footwear | 241
715806 |  | Highvis hanging pocket pants (L2) Yellow/Navy blue | pcs | 104,03 | Workwear and footwear | 241
715811 |  | Highvis hanging pocket pants (L2) Yellow/Navy blue | pcs | 104,03 | Workwear and footwear | 241
715816 |  | Highvis hanging pocket pants (L2) Yellow/Navy blue | pcs | 104,03 | Workwear and footwear | 241
715770 |  | Highvis hanging pocket pants (L1) Navy blue/Yellow | pcs | 75,25 | Workwear and footwear | 241
715775 |  | Highvis hanging pocket pants (L1) Navy blue/Yellow | pcs | 75,25 | Workwear and footwear | 241
715780 |  | Highvis hanging pocket pants (L1) Navy blue/Yellow | pcs | 75,25 | Workwear and footwear | 241
715785 |  | Highvis hanging pocket pants (L1) Navy blue/Yellow | pcs | 75,25 | Workwear and footwear | 241
715790 |  | Highvis hanging pocket pants (L1) Navy blue/Yellow | pcs | 75,25 | Workwear and footwear | 241
715825 |  | X1500 hanging pocket trousers Gray/Dark Blue C48 B | pcs | 139,73 | Workwear and footwear | 241
715830 |  | X1500 hanging pocket pants Grey/Black C50 Blåkläde | pcs | 139,73 | Workwear and footwear | 241
715835 |  | X1500 hanging pocket pants Grey/Black C52 Blåkläde | pcs | 139,73 | Workwear and footwear | 241
715840 |  | X1500 hanging pocket trousers Gray/Dark Blue C54 B | pcs | 139,73 | Workwear and footwear | 241
715845 |  | X1500 hanging pocket pants Grey/Black C56 Blåkläde | pcs | 139,73 | Workwear and footwear | 241
715850 |  | X1500 hanging pocket pants Grey/Black D92 Blåkläde | pcs | 139,73 | Workwear and footwear | 241
715855 |  | X1500 hanging pocket pants Grey/Black D96 Blåkläde | pcs | 139,73 | Workwear and footwear | 241
715860 |  | X1500 hanging pocket trousers Gray/Dark Blue D100 | pcs | 139,73 | Workwear and footwear | 241
715865 |  | X1500 hanging pocket pants Grey/Black D104 Blåkläd | pcs | 139,73 | Workwear and footwear | 241
715870 |  | X1500 hanging pocket pants Grey/Black D108 Blåkläd | pcs | 139,73 | Workwear and footwear | 241
715875 |  | X1500 hanging pocket pants Grey/Black D112 Blåkläd | pcs | 139,73 | Workwear and footwear | 241
716150 |  | X1500 pirate trousers Gray/Black C50 Blåkläder | pcs | 120,15 | Workwear and footwear | 241
716170 |  | Highvis winter pants Yellow/Navy blue C48 Blåkläde | pcs | 135,24 | Workwear and footwear | 241
716175 |  | Highvis winter pants Yellow/Navy blue C50 Blåkläde | pcs | 135,24 | Workwear and footwear | 241
716180 |  | Highvis winter pants Yellow/Navy blue C52 Blåkläde | pcs | 135,24 | Workwear and footwear | 241
716185 |  | Highvis winter pants Yellow/Navy blue C54 Blåkläde | pcs | 135,24 | Workwear and footwear | 241
716190 |  | Highvis winter pants Yellow/Navy blue C56 Blåkläde | pcs | 135,24 | Workwear and footwear | 241
716280 |  | Underpants WARM merino S Blåkläder | pcs | 61,90 | Workwear and footwear | 241
716285 |  | Underpants WARM merino M Blåkläder | pcs | 61,90 | Workwear and footwear | 241
716290 |  | Underpants WARM merino L Blåkläder | pcs | 61,90 | Workwear and footwear | 241
716295 |  | Underpants WARM merino XL Blåkläder | pcs | 61,90 | Workwear and footwear | 241
716300 |  | Underpants WARM merino XXL Blåkläder | pcs | 61,90 | Workwear and footwear | 241
715525 |  | Highvis fleece jacket Yellow M Blåkläder | pcs | 75,69 | Workwear and footwear | 241
715530 |  | Highvis fleece jacket Yellow L Blåkläder | pcs | 75,69 | Workwear and footwear | 241
715535 |  | Highvis fleece jacket Yellow XL Blåkläder | pcs | 75,69 | Workwear and footwear | 241
715540 |  | Highvis fleece jacket Yellow XXL Blåkläder | pcs | 75,69 | Workwear and footwear | 241
715545 |  | Highvis T-shirt Yellow S Blåkläder | pcs | 34,76 | Workwear and footwear | 241
715550 |  | Highvis T-shirt Yellow M Blåkläder | pcs | 34,76 | Workwear and footwear | 241
715560 |  | Highvis T-shirt Yellow XL Blåkläder | pcs | 34,76 | Workwear and footwear | 241
715565 |  | Highvis T-shirt Yellow XXL Blåkläder | pcs | 34,76 | Workwear and footwear | 241
715935 |  | Highvis college shirt with zipper (L3) Yellow S | pcs | 75,85 | Workwear and footwear | 241
715936 |  | Highvis zip-up sweatshirt (L3) Yellow M | pcs | 75,85 | Workwear and footwear | 241
715937 |  | Highvis zip-up sweatshirt (L3) Yellow L | pcs | 75,85 | Workwear and footwear | 241
715938 |  | Highvis zip-up sweatshirt (L3) Yellow XL | pcs | 75,85 | Workwear and footwear | 241
715939 |  | Highvis zip-up sweatshirt (L3) Yellow XXL | pcs | 75,85 | Workwear and footwear | 241
716255 |  | Undershirt WARM merino S Blåkläder | pcs | 74,90 | Workwear and footwear | 241
716260 |  | Undershirt WARM merino M Blåkläder | pcs | 74,90 | Workwear and footwear | 241
716265 |  | Undershirt WARM merino L Blåkläder | pcs | 74,90 | Workwear and footwear | 241
716270 |  | Undershirt WARM merino XL Blåkläder | pcs | 74,90 | Workwear and footwear | 241
716275 |  | Undershirt WARM merino XXL Blåkläder | pcs | 74,90 | Workwear and footwear | 241
715500 |  | Rain jacket safety with hood M | pcs | 76,46 | Workwear and footwear | 241
715505 |  | Rain jacket safety with hood L | pcs | 76,46 | Workwear and footwear | 241
715510 |  | Rain jacket safety with hood XL | pcs | 76,46 | Workwear and footwear | 241
715515 |  | Rain jacket safety with hood XXL | pcs | 76,46 | Workwear and footwear | 241
715541 |  | Rain jacket safety with hood 3XL | pcs | 76,46 | Workwear and footwear | 241
715542 |  | Rain jacket safety with hood 4XL | pcs | 76,46 | Workwear and footwear | 241
715920 |  | Belt Silver buckle Black Blåkläder | pcs | 20,87 | Workwear and footwear | 241
715915 |  | Belt with brass buckle Black Blåkläder | pcs | 17,37 | Workwear and footwear | 241
715930 |  | Hat Black Blåkläder | pcs | 19,45 | Workwear and footwear | 241
714355 |  | Helmet liner | pcs | 4,24 | Workwear and footwear | 238
716250 |  | Helmet liner BUFF Solid Black | pcs | 17,75 | Workwear and footwear | 241
714350 |  | Helmet cap lamb wool | pcs | 18,35 | Workwear and footwear | 238
714340 |  | Helmet cap fabric | pcs | 7,11 | Workwear and footwear | 238
714345 |  | Helmet cap synthetic fur | pcs | 10,19 | Workwear and footwear | 238
716245 |  | Helmet liner Flannel | pcs | 8,23 | Workwear and footwear | 241
715886 |  | Milwaukee knee pads flexible | pr | 33,90 | Workwear and footwear | 241 | 4058546340698
715405 |  | Insole Dual + 99530 | pr | 30,91 | Workwear and footwear | 241
715410 |  | Sievi shoe wax 150ml | pcs | 17,01 | Workwear and footwear | 241
715905 |  | Sock Dry 2-pack Dark Blue/Neon green 40-44 Blåkläd | pcs | 24,37 | Workwear and footwear | 241
715910 |  | Socks Dry 2-pack Black/Neon green 45-48 | pcs | 24,37 | Workwear and footwear | 241
715380 |  | Safety shoe Solid XL 52293-353 | pr | 106,56 | Workwear and footwear | 241
714680 |  | Safety shoe Sievi Hiker Roller XL+ S3 52451, size | pcs | 212,00 | Workwear and footwear | 241 | 6438157217738
714681 |  | Safety shoe Sievi Hiker Roller XL+ S3 52451, size | pcs | 212,00 | Workwear and footwear | 241 | 6438157217745
714682 |  | Safety shoe Sievi Hiker Roller XL+ S3 52451, size | pcs | 212,00 | Workwear and footwear | 241 | 6438157217752
714683 |  | Safety shoe Sievi Hiker Roller XL+ S3 52451, size | pcs | 212,00 | Workwear and footwear | 241 | 6438157217769
714684 |  | Safety shoe Sievi Hiker Roller XL+ S3 52451, size | pcs | 212,00 | Workwear and footwear | 241 | 6438157217776
714685 |  | Safety shoe Sievi Hiker Roller XL+ S3 52451, size | pcs | 212,00 | Workwear and footwear | 241 | 6438157217783
714686 |  | Safety shoe Sievi Hiker Roller XL+ S3 52451, size | pcs | 212,00 | Workwear and footwear | 241 | 6438157217790
714687 |  | Safety shoe Sievi Hiker Roller XL+ S3 52451, size | pcs | 212,00 | Workwear and footwear | 241 | 6438157217806
716410 |  | Safety shoe Sievi Planar 1 S3 52173 | pr | 116,66 | Workwear and footwear | 241
716411 |  | Safety shoe Sievi Planar 1 S3 52173 | pr | 116,66 | Workwear and footwear | 241
716412 |  | Safety shoe Sievi Planar 1 S3 52173 | pr | 116,66 | Workwear and footwear | 241
716413 |  | Safety shoe Sievi Planar 1 S3 52173 | pr | 116,66 | Workwear and footwear | 241
716414 |  | Safety shoe Sievi Planar 1 S3 52173 | pr | 116,66 | Workwear and footwear | 241
716415 |  | Safety shoe Sievi Planar 1 S3 52173 | pr | 116,66 | Workwear and footwear | 241
716416 |  | Safety shoe Sievi Planar 1 S3 52173 | pr | 116,66 | Workwear and footwear | 241
716417 |  | Safety shoe Sievi Planar 1 S3 52173 | pr | 116,66 | Workwear and footwear | 241
716400 |  | Safety shoe Sievi Roller + S3 52156 | pr | 154,57 | Workwear and footwear | 241
716401 |  | Safety shoe Sievi Roller + S3 52156 | pr | 154,57 | Workwear and footwear | 241
716402 |  | Safety shoe Sievi Roller + S3 52156 | pr | 154,57 | Workwear and footwear | 241
716403 |  | Safety shoe Sievi Roller + S3 52156 | pr | 154,57 | Workwear and footwear | 241
716404 |  | Safety shoe Sievi Roller + S3 52156 | pr | 154,57 | Workwear and footwear | 241
716405 |  | Safety shoe Sievi Roller + S3 52156 | pr | 154,57 | Workwear and footwear | 241
716406 |  | Safety shoe Sievi Roller + S3 52156 | pr | 154,57 | Workwear and footwear | 241
716407 |  | Safety shoe Sievi Roller + S3 52156 | pr | 154,57 | Workwear and footwear | 241
716420 |  | Safety shoe Sievi GT Roller+ S3 52821 | pr | 197,23 | Workwear and footwear | 241
716421 |  | Safety shoe Sievi GT Roller+ S3 52821 | pr | 197,23 | Workwear and footwear | 241
716422 |  | Safety shoe Sievi GT Roller+ S3 52821 | pr | 197,23 | Workwear and footwear | 241
716423 |  | Safety shoe Sievi GT Roller+ S3 52821 | pr | 197,23 | Workwear and footwear | 241
716424 |  | Safety shoe Sievi GT Roller+ S3 52821 | pr | 197,23 | Workwear and footwear | 241
716425 |  | Safety shoe Sievi GT Roller+ S3 52821 | pr | 197,23 | Workwear and footwear | 241
716426 |  | Safety shoe Sievi GT Roller+ S3 52821 | pr | 197,23 | Workwear and footwear | 241
716427 |  | Safety shoe Sievi GT Roller+ S3 52821 | pr | 197,23 | Workwear and footwear | 241
716430 |  | Safety shoe Sievi Roller High +S3 52185 | pr | 173,06 | Workwear and footwear | 241
716431 |  | Safety shoe Sievi Roller High +S3 52185 | pr | 173,06 | Workwear and footwear | 241
716432 |  | Safety shoe Sievi Roller High +S3 52185 | pr | 173,06 | Workwear and footwear | 241
716433 |  | Safety shoe Sievi Roller High +S3 52185 | pr | 173,06 | Workwear and footwear | 241
716434 |  | Safety shoe Sievi Roller High +S3 52185 | pr | 173,06 | Workwear and footwear | 241
716435 |  | Safety shoe Sievi Roller High +S3 52185 | pr | 173,06 | Workwear and footwear | 241
716436 |  | Safety shoe Sievi Roller High +S3 52185 | pr | 173,06 | Workwear and footwear | 241
716437 |  | Safety shoe Sievi Roller High +S3 52185 | pr | 173,06 | Workwear and footwear | 241
716441 |  | Safety shoe Sievi Star Polar XL+ S3 52764 | pr | 179,19 | Workwear and footwear | 241
716442 |  | Safety shoe Sievi Star Polar XL+ S3 52764 | pr | 179,19 | Workwear and footwear | 241
716443 |  | Safety shoe Sievi Star Polar XL+ S3 52764 | pr | 179,19 | Workwear and footwear | 241
716444 |  | Safety shoe Sievi Star Polar XL+ S3 52764 | pr | 179,19 | Workwear and footwear | 241
716445 |  | Safety shoe Sievi Star Polar XL+ S3 52764 | pr | 179,19 | Workwear and footwear | 241
716446 |  | Safety shoe Sievi Star Polar XL+ S3 52764 | pr | 179,19 | Workwear and footwear | 241
716447 |  | Safety shoe Sievi Star Polar XL+ S3 52764 | pr | 179,19 | Workwear and footwear | 241
716450 |  | Safety boot Sievi Al Hit 9 52085 | pr | 177,43 | Workwear and footwear | 241
716451 |  | Safety boot Sievi Al Hit 9 52085 | pr | 177,43 | Workwear and footwear | 241
716452 |  | Safety boot Sievi Al Hit 9 52085 | pr | 177,43 | Workwear and footwear | 241
716453 |  | Safety boot Sievi Al Hit 9 52085 | pr | 177,43 | Workwear and footwear | 241
716454 |  | Safety boot Sievi Al Hit 9 52085 | pr | 177,43 | Workwear and footwear | 241
716455 |  | Safety boot Sievi Al Hit 9 52085 | pr | 177,43 | Workwear and footwear | 241
716456 |  | Safety boot Sievi Al Hit 9 52085 | pr | 177,43 | Workwear and footwear | 241
716457 |  | Safety boot Sievi Al Hit 9 52085 | pr | 177,43 | Workwear and footwear | 241
716470 |  | Safety boot Sievi Offs. 52039 | pr | 127,26 | Workwear and footwear | 241
716471 |  | Safety boot Sievi Offs. 52039 | pr | 127,26 | Workwear and footwear | 241
716472 |  | Safety boot Sievi Offs. 52039 | pr | 127,26 | Workwear and footwear | 241
716473 |  | Safety boot Sievi Offs. 52039 | pr | 127,26 | Workwear and footwear | 241
716474 |  | Safety boot Sievi Offs. 52039 | pr | 127,26 | Workwear and footwear | 241
716475 |  | Safety boot Sievi Offs. 52039 | pr | 127,26 | Workwear and footwear | 241
716476 |  | Safety boot Sievi Offs. 52039 | pr | 127,26 | Workwear and footwear | 241
716477 |  | Safety boot Sievi Offs. 52039 | pr | 127,26 | Workwear and footwear | 241
716460 |  | Safety boot Sievi LB 51009 | pr | 90,18 | Workwear and footwear | 241
716461 |  | Safety boot Sievi LB 51009 | pr | 90,18 | Workwear and footwear | 241
716462 |  | Safety boot Sievi LB 51009 | pr | 90,18 | Workwear and footwear | 241
716463 |  | Safety boot Sievi LB 51009 | pr | 90,18 | Workwear and footwear | 241
716464 |  | Safety boot Sievi LB 51009 | pr | 90,18 | Workwear and footwear | 241
716465 |  | Safety boot Sievi LB 51009 | pr | 90,18 | Workwear and footwear | 241
716466 |  | Safety boot Sievi LB 51009 | pr | 90,18 | Workwear and footwear | 241
716467 |  | Safety boot Sievi LB 51009 | pr | 90,18 | Workwear and footwear | 241
715928 |  | Milwaukee cap blue | pcs | 42,90 | Workwear and footwear | 241 | 4058546479770
715926 |  | Milwaukee cap grey | pcs | 42,90 | Workwear and footwear | 241 | 4058546479732
715927 |  | Milwaukee cap dark grey | pcs | 42,90 | Workwear and footwear | 241 | 4058546479756
717035 |  | Powder fire extinguisher Nordic 6 kg including wal | pcs | 56,39 | Fire suppression supplies and alarms | 221
717045 |  | Fire blanket 120x180 cm | pcs | 18,27 | Fire suppression supplies and alarms | 221
714360 |  | Safety vest 2 M | pcs | 18,15 | Protective equipment | 238
714365 |  | Safety vest 2 L | pcs | 18,15 | Protective equipment | 238
714370 |  | Safety vest 2 XL | pcs | 18,15 | Protective equipment | 238
714380 |  | Safety vest with reflectors, M | pcs | 8,28 | Protective equipment | 238 | 6417925009812
714385 |  | Safety vest with reflectors, L | pcs | 8,28 | Protective equipment | 238 | 6417925009829
714390 |  | Safety vest with reflectors, XL | pcs | 8,28 | Protective equipment | 238 | 6417925009836
714376 |  | Milwaukee high-visibility vest premium yellow S/M | pcs | 24,00 | Protective equipment | 241 | 4058546297947
714377 |  | Milwaukee high-visibility vest premium yellow L/XL | pcs | 24,00 | Protective equipment | 241 | 4058546297954
714378 |  | Milwaukee high-visibility vest premium yellow XXL | pcs | 24,00 | Protective equipment | 241 | 4058546297961
714220 |  | Safety helmet Peltor red | pcs | 16,87 | Protective equipment | 238
714225 |  | Safety helmet Peltor orange | pcs | 16,87 | Protective equipment | 238
714230 |  | Safety helmet Peltor blue | pcs | 16,87 | Protective equipment | 238
714240 |  | Safety helmet JSP Evolite with chin strap yellow | pcs | 43,19 | Protective equipment | 238
714245 |  | Safety helmet JSP Evolite with chin strap blue | pcs | 43,19 | Protective equipment | 238
714246 |  | Safety helmet PETZL Vertex Vent white | pcs | 95,90 | Protective equipment | 238
714247 |  | Safety helmet PETZL Vertex Vent yellow | pcs | 95,90 | Protective equipment | 238
714248 |  | Safety helmet PETZL Vertex Vent blue | pcs | 92,72 | Protective equipment | 238
714665 |  | Safety helmet PETZL Vertex Vent orange | pcs | 89,00 | Protective equipment | 238 | 3342540827295
714216 |  | Safety helmet Milwaukee BOLT™ 200 with ventilation | pcs | 140,00 | Protective equipment | 238 | 4058546409364
714217 |  | Safety helmet Milwaukee BOLT™ 200 with ventilation | pcs | 140,00 | Protective equipment | 238 | 4058546362010
714218 |  | Safety helmet Milwaukee BOLT™ 200 with ventilation | pcs | 140,00 | Protective equipment | 238 | 4058546409371
714221 |  | Safety helmet Milwaukee BOLT™ 200 with ventilation | pcs | 140,00 | Protective equipment | 238 | 4058546340742
714222 |  | Safety helmet Milwaukee BOLT™ 200 with ventilation | pcs | 140,00 | Protective equipment | 238 | 4058546362003
714223 |  | Safety helmet Milwaukee BOLT™ 200 with ventilation | pcs | 140,00 | Protective equipment | 238 | 4058546362027
714224 |  | Safety helmet Milwaukee BOLT™ 200 with ventilation | pcs | 140,00 | Protective equipment | 238 | 4058546409388
714226 |  | Safety helmet Milwaukee BOLT™ 200 with ventilation | pcs | 140,00 | Protective equipment | 238 | 4058546409395
714455 |  | Helmet sweatband PELTOR | pcs | 3,93 | Protective equipment | 238
714465 |  | Chin strap G2000 for helmet | pcs | 2,76 | Protective equipment | 238
714470 |  | Chin strap for Iris helmet | pcs | 22,82 | Protective equipment | 238
714229 |  | Helmet balaclava Milwaukee BOLT™ black CWBLBL | pcs | 18,00 | Protective equipment | 238 | 4058546479862
714227 |  | Visor Milwaukee BOLT™ compact, clear | pcs | 56,00 | Protective equipment | 238 | 4058546377403
714228 |  | Visor Milwaukee BOLT™ compact, tinted | pcs | 56,00 | Protective equipment | 238 | 4058546377410
714655 | 7002988 | Visor PETZL Vizir EasyClip clear | pcs | 54,50 | Protective equipment | 238 | 3342540826953
714650 |  | Visor PETZL Vizir EasyClip dark | pcs | 61,00 | Protective equipment | 238 | 3342540826984
714266 |  | Hearing protector Milwaukee BOLT™ LP helmet 30 dB | pcs | 40,00 | Protective equipment | 238 | 4058546361600
714267 |  | Hearing protector Milwaukee BOLT™ HP helmet 33 dB | pcs | 43,00 | Protective equipment | 238 | 4058546361594
714255 |  | Hearing protection helmet Optime III | pcs | 31,09 | Protective equipment | 238
714250 |  | Hearing protection helmet Optime II | pcs | 26,21 | Protective equipment | 238
723920 |  | Lamp and cable holder Peltor GLF | pcs | 16,02 | Protective equipment | 220
723915 |  | Loading device for Polaris / Rebel 1 lamps | pcs | 99,20 | Protective equipment | 220
723925 |  | Lamp holder, Iris | pcs | 9,54 | Protective equipment | 220
714290 |  | Radio hearing protection for helmet | pcs | 139,22 | Protective equipment | 238
714295 |  | Safety glasses frame model yellow | pcs | 13,37 | Protective equipment | 238
714300 |  | Safety glasses frame model clear | pcs | 13,37 | Protective equipment | 238
714305 |  | Safety glasses frame model gray | pcs | 14,98 | Protective equipment | 238
714298 |  | Safety glasses Milwaukee clear frame model pro | pcs | 16,10 | Protective equipment | 238 | 4058546297824
714299 |  | Safety glasses Milwaukee polarized gray frame mode | pcs | 42,36 | Protective equipment | 238 | 4058546297855
714260 |  | Hearing protection band Optime II | pcs | 18,15 | Protective equipment | 238
714265 |  | Hearing protection band Optime III | pcs | 30,88 | Protective equipment | 238
714291 |  | Hearing protection 3M PELTOR X2 black/yellow | pcs | 32,03 | Protective equipment | 238
714311 |  | Milwaukee earplugs with cord 3 pairs (31db) | pkg | 6,00 | Protective equipment | 238 | 4058546298036
714292 |  | Hearing protection 3M PELTOR X4 black/HiViz | pcs | 37,33 | Protective equipment | 238
714310 |  | Earplug EAR Classic 250 pairs | bx | 71,75 | Protective equipment | 238
714315 |  | Ear plugs with band | pcs | 6,36 | Protective equipment | 238
714293 |  | Bluetooth accessory 3M PELTOR | pcs | 80,64 | Protective equipment | 238
714677 |  | Headlamp Milwaukee L4 BOLTHL?301 | pcs | 123,00 | Protective equipment | 238 | 4058546376963
714678 |  | Helmet light mount Milwaukee BOLT™ | pcs | 18,00 | Protective equipment | 238 | 4058546482213
714325 |  | Respirator Milwaukee vent. FFP3 10 pcs/pack | pkg | 59,63 | Protective equipment | 238
714320 |  | Respirator Milwaukee vent. FFP2 10 pcs/pack | pkg | 23,00 | Protective equipment | 238
715396 |  | Milwaukee locking tool lanyard 4,5kg red | pcs | 28,00 | Protective equipment | 220 | 4058546289799
715397 |  | Milwaukee locking tool lanyard 6,8kg black | pcs | 34,00 | Protective equipment | 220 | 4058546289805
715398 |  | Milwaukee locking tool lanyard 15,8kg grey | pcs | 38,00 | Protective equipment | 220 | 4058546289812
715399 |  | Milwaukee locking tool lanyard 4,5kg car. hook 2pc | pcs | 38,00 | Protective equipment | 220 | 4058546290573
714296 |  | Milwaukee safety glasses clear with temples | pcs | 12,50 | Protective equipment | 238 | 4058546297800
714297 |  | Milwaukee safety glasses grey with temples | pcs | 12,50 | Protective equipment | 238 | 4058546297817
714301 |  | Milwaukee safety glasses yellow with temples | pcs | 12,50 | Protective equipment | 238 | 4058546362096
714313 |  | Milwaukee safety glasses with mirror lens red | pcs | 24,40 | Protective equipment | 238 | 4058546524173
714312 |  | Milwaukee safety glasses with mirror lens silver | pcs | 22,30 | Protective equipment | 238 | 4058546522346
721660 |  | Milwaukee case for safety glasses | pcs | 9,70 | Protective equipment | 220 | 4058546414504
714319 |  | Bolle Safety glasses Silium+copper | pcs | 21,25 | Protective equipment | 238 | 3660740007379
714318 |  | Bolle Safety glasses Hustler | pcs | 20,50 | Protective equipment | 238 | 3660740006594
714316 |  | Bolle Safety glasses Ness+smoke | pcs | 15,50 | Protective equipment | 238 | 3660740008550
714317 |  | Bolle Safety glasses Silium+smoke | pcs | 21,25 | Protective equipment | 238 | 3660740007362
714306 |  | Bolle safety glasses Chopper smoke | pcs | 11,88 | Protective equipment | 238 | 3660740005917
714307 |  | Bolle safety glasses Rush twilight | pcs | 12,75 | Protective equipment | 238 | 3660740006662
714308 |  | Bolle safety glasses Solis blue flash | pcs | 17,02 | Protective equipment | 238 | 3660740003593
714303 |  | Bolle safety glasses iluka | pcs | 11,88 | Protective equipment | 238
714304 |  | Bolle safety glasses Axis mid smoke | pcs | 17,02 | Protective equipment | 238 | 3660740002930
714309 |  | Bolle safety glasses Voodoo brown | pcs | 17,02 | Protective equipment | 238 | 3660740006624
718600 |  | Floor wiper 50 cm, with handle | pcs | 14,88 | Cleaning and sanitation tools | 232
718605 |  | Floor squeegee foam 50 cm with handle | pcs | 18,31 | Cleaning and sanitation tools | 232
718610 |  | Brush + dustpan | pcs | 13,27 | Cleaning and sanitation tools | 232
718615 |  | Floor brush 500x50, with handle | pcs | 22,89 | Cleaning and sanitation tools | 232
718620 |  | Street broom with handle | pcs | 8,20 | Cleaning and sanitation tools | 232
718625 |  | Broom handle replacement | pcs | 2,12 | Cleaning and sanitation tools | 232
718705 |  | Dish brush | pcs | 1,56 | Cleaning and sanitation tools | 232
718720 |  | Toilet brush + holder | pcs | 5,10 | Cleaning and sanitation tools | 232
724635 |  | Scrub brush with 3 brushes | pcs | 32,95 | Cleaning and sanitation tools | 220
723965 |  | Window key | pcs | 4,32 | Cleaning and sanitation tools | 220
718700 |  | Dish detergent | pcs | 9,60 | Cleaning and sanitation tools | 232
718710 |  | WC/sanitary cleaner 1L | pcs | 11,03 | Cleaning and sanitation tools | 232
718725 |  | Hand washing gel 2.7L + pump | pcs | 31,74 | Cleaning and sanitation tools | 232
718740 |  | Liquid soap 5 L | pcs | 19,97 | Cleaning and sanitation tools | 232
718735 |  | Liquid soap 0.5 L (bottle) | pcs | 6,56 | Cleaning and sanitation tools | 232
718755 |  | Liquid soap Sterisol 0.7 L | pcs | 7,28 | Cleaning and sanitation tools | 232
718750 |  | Heavy-duty soap Sterisol 0.7 L | pcs | 8,74 | Cleaning and sanitation tools | 232
718945 | 3268028 | Soudal Swipex Handcleaner 1000ml | pcs | 25,64 | Cleaning and sanitation tools | 232 | 5411183127296
718745 |  | Soap pump | pcs | 20,39 | Cleaning and sanitation tools | 232
718760 |  | Hand sanitizer Sterisol 4106 0.7 L | pcs | 10,92 | Cleaning and sanitation tools | 232
718770 |  | Dispenser Sterisol | pcs | 49,10 | Cleaning and sanitation tools | 232
726040 |  | 1L SOUDAL GP CLEANER SCAN | pcs | 9,06 | Cleaning and sanitation tools | 220 | 5411183172791
718900 | 3268006 | Cleaner Soudal Cleaner & Degreaser 400ml | pcs | 6,92 | Cleaning and sanitation tools | 232 | 5411183090682
718880 | 3282200 | Drain cleaner Joints Pro+ 1L | pcs | 37,44 | Cleaning and sanitation tools | 232 | 6430011304516
718885 | 3282201 | Drain cleaning flakes Joints Pro+ 500ml | pcs | 9,94 | Cleaning and sanitation tools | 232 | 6430011304523
718890 | 3268001 | Drying prevention agent Joints trap seal liquid Pr | pcs | 17,44 | Cleaning and sanitation tools | 232 | 6430011304530
718905 | 3268735 | De-icing agent Soudal De-Icer 400ml | pcs | 6,09 | Cleaning and sanitation tools | 232 | 5411183179677
718930 | 3267783 | Cleaning wipe Joints Wipes 10pcs/pack | can | 2,29 | Cleaning and sanitation tools | 232 | 6430011306022
718895 | 3268003 | Cleaning foam Soudal Multi Cleaner 400ml | pcs | 6,67 | Cleaning and sanitation tools | 232 | 5411183090712
718935 | 3267781 | Cleaning wipe Joints Wipes 80pcs/jar | can | 13,80 | Cleaning and sanitation tools | 232 | 6430011306008
718940 | 3268046 | Cleaning wipe Soudal Swipex XXL 20pcs/pack | pcs | 4,02 | Cleaning and sanitation tools | 232 | 5411183096486
726045 | 3268000 | Soudal Surface Activator Clear 500ml | pcs | 25,29 | Cleaning and sanitation tools | 220 | 5411183032064
718645 |  | Folded towel | bag | 39,80 | Cleaning and sanitation tools | 232
718650 |  | Folding towel rack | pcs | 40,26 | Cleaning and sanitation tools | 232
718655 |  | Industrial towel 22 cm | rl | 17,89 | Cleaning and sanitation tools | 232
718660 |  | Industrial towel 40 cm | rl | 50,46 | Cleaning and sanitation tools | 232
718665 |  | Towel holder, 25 cm for roll | pcs | 44,84 | Cleaning and sanitation tools | 232
718690 |  | Cleaning cloth Soudal Swipex 100 pcs/jar | can | 15,37 | Cleaning and sanitation tools | 232
718695 |  | Cleaning cloth Wettex | pcs | 5,95 | Cleaning and sanitation tools | 232
718682 |  | Rag bale 10 kg | pkg | 57,34 | Cleaning and sanitation tools | 232
718635 |  | WC paper bulk pack | bag | 36,40 | Cleaning and sanitation tools | 232
718942 | 3268739 | Cleaning wipes Soudal Swipex Mega 300 | pkg | 29,90 | Cleaning and sanitation tools | 232 | 5411183182028
718687 | 5795000 | Installer’s heavy?duty towel Scott® Shop Towels 55 | rl | 9,15 | Cleaning and sanitation tools | 232 | 0054000751301
700025 |  | Thick sack 150 L 50 pcs/box | pcs | 1,04 | Bags | 230
700005 |  | Garbage bag 10 pcs (150L) | rl | 4,06 | Bags | 230
700020 |  | Garbage bag 10 pcs (240L) | rl | 6,76 | Bags | 230
700000 |  | Garbage bag 150 L | pcs | 0,32 | Bags | 230
700010 |  | Garbage bag 200 L | pcs | 0,52 | Bags | 230
700015 |  | Garbage bag 250 L | pcs | 1,04 | Bags | 230
711510 |  | Coffee maker | pcs | 62,42 | Kitchen supplies | 219
718540 |  | Deep plate / 50 pcs | bdl | 5,70 | Kitchen supplies | 232
718550 |  | Wooden tablespoon / 100 pcs | pkg | 8,10 | Kitchen supplies | 232
718530 |  | Pastry plate 100 pcs/bundle | bdl | 3,95 | Kitchen supplies | 232
718525 |  | Paper cup / 2000 pcs | bx | 159,00 | Kitchen supplies | 232
718580 |  | Tea 100 bags/pack Lipton | pkg | 11,55 | Kitchen supplies | 232
718560 |  | Wooden knife / 100 pcs | pkg | 7,10 | Kitchen supplies | 232
718570 |  | Filter bag 1x4 100 pcs/pack | pkg | 3,33 | Kitchen supplies | 232
718565 |  | Coffee Juhla-Mokka 12 packs/box | pkg | 12,10 | Kitchen supplies | 232
718595 |  | Milk 1L 10/box | bx | 31,86 | Kitchen supplies | 232
718575 |  | Cube sugar 750g | pkg | 3,00 | Kitchen supplies | 232
718555 |  | Wooden fork / 100 pcs | pkg | 7,80 | Kitchen supplies | 232
711515 |  | Microwave oven | pcs | 145,02 | Kitchen supplies | 219
718535 |  | Flat plate / 50 pcs | bdl | 5,50 | Kitchen supplies | 232
718545 |  | Wooden teaspoon / 100 pcs | pkg | 7,00 | Kitchen supplies | 232
700040 |  | Trash bag 30 L | rl | 4,06 | Kitchen supplies | 230
714415 |  | First aid station | pcs | 198,85 | First aid supplies | 238
714413 |  | First aid kit Milwaukee Packout™ DIN 13157 | pcs | 79,00 | First aid supplies | 238 | 4058546361617
714445 |  | Eyewash solution 500ml/bottle 2x500 ml | pkg | 37,56 | First aid supplies | 238
714440 |  | Eyewash solution spray | pcs | 23,35 | First aid supplies | 238
714430 |  | Plaster refill 6444 fabric | pcs | 35,98 | First aid supplies | 238
714450 |  | Wall mount for eyewash bottle 2-part | pcs | 23,35 | First aid supplies | 238
714435 |  | Fabric plaster 6cm x 5m | pcs | 14,65 | First aid supplies | 238
714425 |  | Plaster dispenser 1907 | pcs | 23,88 | First aid supplies | 238
714414 |  | First aid kit Milwaukee Packout™ XL | pcs | 255,00 | First aid supplies | 238 | 4058546478339
718515 |  | Entrance mat 1x30m | m | 14,10 | Mats | 232
729605 |  | Transport box 60x40x28 cm | pcs | 24,48 | Plastic containers | 233
729620 |  | Tub 30 L | pcs | 14,91 | Plastic containers | 233
729625 |  | Tub 45 L | pcs | 18,05 | Plastic containers | 233
729630 |  | Tub 65 L | pcs | 27,97 | Plastic containers | 233
729635 |  | Tub 80 L | pcs | 44,30 | Plastic containers | 233
729640 |  | Drinking water container 6510 20 L | pcs | 62,11 | Plastic containers | 233
729655 |  | Watering can 10 L | pcs | 15,78 | Plastic containers | 233
729660 |  | Fuel canister 10 L | pcs | 26,56 | Plastic containers | 233
729665 |  | Fuel canister 18 L | pcs | 44,55 | Plastic containers | 233
729670 |  | Oil can 10 L | pcs | 28,47 | Plastic containers | 233
729675 |  | Zinc bucket | pcs | 11,89 | Plastic containers | 233
729680 |  | Wastebasket | pcs | 11,59 | Plastic containers | 233
718845 |  | Lockable mailbox | pcs | 19,15 | Plastic containers | 232
708985 |  | Strip door curtain 3x300mm 50m/roll | m | 12,07 | Plastic containers | 228
712400 | 3083105 | Footing panel 1,0m x 20m 150 kN | rl | 65,10 | Foundation wrap | 165 | 6430010817376
712405 | 3083106 | Footing panel 2,0m x 20m 150 kN | rl | 130,30 | Foundation wrap | 165 | 6430010817383
712390 | 3083106 | MX-Foudation Wrap 1,0m x 20m 250kN | pcs | 74,07 | Foundation wrap | 165 | 6430010811596
712395 | 3083109 | MX-Foudation Wrap 2,0m x 20m 250kN | pcs | 148,16 | Foundation wrap | 165 | 6430010811602
713101 | 3083110 | Fascia for footing panel, wide, 2m | pcs | 6,49 | Edge strips and nails for footing panels | 166 | 6430050415822
712429 |  | Baseboard edge strip 2 m, wide, RST | pcs | 26,62 | Edge strips and nails for footing panels | 166 | 6430050416607
713115 | 3083103 | Nail 45mm + stopper | pkg | 21,25 | Edge strips and nails for footing panels | 166 | 6430010810223
713120 | 3083104 | Nail 65mm + stopper | pkg | 21,25 | Edge strips and nails for footing panels | 166 | 6430010817413
712425 |  | Nail SLN40 100pcs plastic | bg | 34,17 | Edge strips and nails for footing panels | 165
713135 |  | Base clip 6x30 mm 100 pcs (for baseboard) | bx | 42,33 | Edge strips and nails for footing panels | 166 | 6417926695755
440060 | 3252275 | Rivet fischer FAHSN 4,8x16 100/pac | bx | 16,55 | Edge strips and nails for footing panels | 215 | 6420616675302
440061 | 3252221 | Rivet fischer FAHSN 4,8x20 100/pac | bx | 18,95 | Edge strips and nails for footing panels | 215 | 6420616675319
440062 | 3252276 | Rivet fischer FAHSN 4,8x25 100/pac | bx | 19,50 | Edge strips and nails for footing panels | 215 | 6420616675340
440063 | 3252222 | Rivet fischer FAHSN 4,8x30 100/pac | bx | 19,95 | Edge strips and nails for footing panels | 215 | 6420616675364
440064 | 3252277 | Rivet fischer FAHSN 4,8x35 100/pac | bx | 23,50 | Edge strips and nails for footing panels | 215 | 6420616675371
440065 |  | Rivet fischer FAHSN 4,8x40 100/pac | bx | 27,75 | Edge strips and nails for footing panels | 215 | 5701880229424
440066 | 3252224 | Rivet fischer FAHSN 4,8x50 100/pac | bx | 36,95 | Edge strips and nails for footing panels | 215 | 6420616675678
713050 |  | Plinth board edge trim, metal, 2m | pcs | 10,80 | Edge strips and nails for footing panels | 166
725254 | 7037278 | YATO hacksaw | pcs | 22,62 | Saws and saw blades | 220 | 5906083931611
724556 |  | Reciprocating saw blade TOR NITRUS 230mm Milwaukee | pcs | 40,92 | Saws and saw blades | 220 | 0045242569724
724557 |  | Reciprocating saw blade TOR NITRUS 300mm Milwaukee | pcs | 53,38 | Saws and saw blades | 220 | 0045242569755
724551 |  | Reciprocating saw blade Milwaukee 150mm/8/12TPI 5p | pkg | 27,13 | Saws and saw blades | 220 | 0045242082759
724552 |  | Reciprocating saw blade Milwaukee 200mm/8/12TPI 5p | pkg | 32,02 | Saws and saw blades | 220 | 0045242082773
724553 |  | Reciprocating saw blade Milwaukee 300mm/8/12TPI 5p | pkg | 49,38 | Saws and saw blades | 220 | 0045242082780
724280 |  | Milwaukee Reciprocating Saw Blade Set 12 pcs + Cas | pcs | 66,90 | Saws and saw blades | 220 | 0045242536863
722565 |  | IRWIN standard hand saw 7tpi 550, general purpose | pcs | 20,74 | Saws and saw blades | 220 | 5715110420741
724559 |  | Milwaukee Band Saw Blade BI 1140mm X 8/10 3pcs | pkg | 69,00 | Saws and saw blades | 220 | 0045242530298
724558 |  | Milwaukee Band Saw Blade BI 898,52 X 8/10 3pcs | pkg | 59,00 | Saws and saw blades | 220 | 45242536412
724363 |  | Milwaukee multi-tool blade set 3-piece | pcs | 46,50 | Saws and saw blades | 220 | 45242289943
724362 |  | Milwaukee circular saw blade W165X15.87X1.6X24 | pcs | 38,00 | Saws and saw blades | 220 | 4058546289393
724315 |  | Milwaukee Folding Knife with Fixed Stainless Steel | pcs | 14,61 | Knives and blades | 220
722510 | 7037144 | MORA Rope RST rope knife | pcs | 16,48 | Knives and blades | 220 | 7391846015123
722505 |  | MORA 546 Basic, stainless steel knife | pcs | 7,39 | Knives and blades | 220 | 7391846015048
722508 |  | Mora 511 - 2024 Edition knife | pcs | 6,11 | Knives and blades | 220 | 7391846028956
722509 |  | ZIRCON knife RST 2-K with a handle | pcs | 5,45 | Knives and blades | 220 | 6430056741246
723373 | 7037155 | Knife Plumbear PB001, multipurpose | pcs | 19,94 | Knives and blades | 220 | 7350140570004
722512 |  | MORA 511 - 2025 Edition knife | pcs | 6,30 | Knives and blades | 220 | 7391846030201
722511 |  | Mora Pro C safe safety knife | pcs | 10,60 | Knives and blades | 220 | 7391846020448
723347 |  | Utility knife RST | pcs | 5,45 | Knives and blades | 220
722535 |  | IRWIN 18mm pro-t heavy duty cutter | pcs | 25,29 | Knives and blades | 220 | 5706915071061
722540 |  | IRWIN 18mm standard heavy duty cutter | pcs | 5,68 | Knives and blades | 220 | 5706915065473
722525 |  | IRWIN 25mm basic heavy duty cutter | pcs | 18,86 | Knives and blades | 220 | 5706915081367
722528 |  | Heavy duty cutter 25mm, screwlock | pcs | 15,67 | Knives and blades | 220 | 6430056740782
722522 |  | Standard cutter ALU 9mm quicklock | pcs | 8,19 | Knives and blades | 220 | 6430056740553
722527 |  | Heavy duty cutter 25mm, screwlock | pcs | 14,21 | Knives and blades | 220 | 6430056740775
722523 | 7037166 | Heavy duty cutter ST 18mm, quicklock | pcs | 11,12 | Knives and blades | 220 | 6430056740591
722524 |  | Heavy duty cutter ST 18mm, screwlock | pcs | 10,80 | Knives and blades | 220 | 6430056740614
722521 | 7037165 | Standard cutter ST 9mm quicklock | pcs | 6,76 | Knives and blades | 220 | 6430056740485
722526 |  | Multifunction knife ST 18mm | pcs | 10,31 | Knives and blades | 220 | 6430056740737
724450 |  | Milwaukee folding knife Camo fastback | pcs | 22,90 | Knives and blades | 220 | 4058546417420
724310 |  | Milwaukee Folding Knife Fastback with Spare Blade | pcs | 18,75 | Knives and blades | 220
722529 |  | Safety utility knife | pcs | 5,07 | Knives and blades | 220 | 6430056740867
722531 |  | YATO blade 25mm 10 pcs/pkg | pkg | 9,99 | Knives and blades | 220 | 5906083975301
722539 |  | Blade 60mm | pkg | 3,23 | Knives and blades | 220 | 6430056741000
722541 |  | Blade 60mm safety | pkg | 3,30 | Knives and blades | 220 | 6430056741215
722534 |  | Blade 18mm | pkg | 3,50 | Knives and blades | 220 | 6430056740935
722536 |  | Blade 18mm, black | pkg | 9,87 | Knives and blades | 220 | 6430056740942
722537 |  | Blade 18mm, one piece | pkg | 3,50 | Knives and blades | 220 | 6430056740959
722538 |  | Blade 25mm | pkg | 7,73 | Knives and blades | 220 | 6430056740973
722533 |  | Blade 9mm, black | pkg | 4,15 | Knives and blades | 220 | 6430056740898
722532 |  | Blade 9mm | pkg | 10,07 | Knives and blades | 220 | 6430056740980
724215 |  | Milwaukee Laser Distance Meter LDM 30 | pcs | 89,76 | Measuring tapes | 220
722005 |  | KOMELON open reel tape measure 30mx13mm UniGrip FL | pcs | 27,84 | Measuring tapes | 220
722010 |  | KOMELON open reel tape measure 50mx13mm UniGrip FL | pcs | 38,79 | Measuring tapes | 220 | 8803005165970
724225 |  | Milwaukee tape measure 5M magnetic tip STUD GEN2 | pcs | 22,62 | Measuring tapes | 220
724185 |  | Milwaukee tape measure 8M magnetic tip STUD GEN2 | pcs | 29,48 | Measuring tapes | 220
724661 |  | Measuring tape Super Compact 5m/25mm | pcs | 11,03 | Measuring tapes | 220 | 6418868405259
721985 |  | KOMELON measuring tape 10mx25mm proergo | pcs | 21,54 | Measuring tapes | 220 | 8803005749415
721970 |  | KOMELON tape measure 3m x16mm proergo | pcs | 6,37 | Measuring tapes | 220 | 8803005747015
721975 |  | KOMELON measuring tape 5mx25mm proergo | pcs | 12,27 | Measuring tapes | 220 | 8803005748616
721980 |  | KOMELON measuring tape 8mx25mm proergo | pcs | 15,75 | Measuring tapes | 220 | 8803005749118
721990 |  | KOMELON measuring tape 5m x 25mm SelfLock Evolutio | pcs | 24,56 | Measuring tapes | 220 | 8803005868611
721995 |  | KOMELON measuring tape 8m x 25mm SelfLock Evolutio | pcs | 33,40 | Measuring tapes | 220 | 8803005869106
724663 |  | Talmeter Tape Measure 3 m | pcs | 37,50 | Measuring tapes | 220 | 7392333592011
724664 |  | Talmeter Tape Measure 6 m | pcs | 81,00 | Measuring tapes | 220 | 7392333593018
723630 |  | Concrete thermometer Digi HD925 | pcs | 229,63 | Measuring tapes | 220
725675 |  | Metric measuring wheel | pcs | 128,40 | Measuring tapes | 220
725206 |  | STABILA rotating laser LAR 350, 9-piece | pcs | 2329,26 | Measuring tapes | 220
723640 |  | Thermocouple wire PVC 2-pole | m | 4,20 | Measuring tapes | 220
722426 |  | Milwaukee spirit level block Torpedo 25cm | pcs | 39,41 | Spirit levels | 220 | 4002395282494
722405 |  | STABILA HVAC installer level 60cm, magn. 80M | pcs | 105,21 | Spirit levels | 220 | 4005069168810
722425 |  | STABILA digital level 61cm magn. 96-2M | pcs | 372,68 | Spirit levels | 220 | 4005069176778
724325 |  | Milwaukee spirit level Redstick Slim 120cm | pcs | 29,60 | Spirit levels | 220 | 4002395282470
724330 |  | Milwaukee spirit level Redstick Slim 180cm | pcs | 48,50 | Spirit levels | 220 | 4002395282487
724370 |  | Milwaukee spirit level Redstick Slim 60cm | pcs | 19,50 | Spirit levels | 220 | 4002395282449
722400 |  | STABILA level 180cm, 80AS-2 | pcs | 122,65 | Spirit levels | 220 | 4005069160616
722390 |  | STABILA level 60cm, 80AS | pcs | 45,51 | Spirit levels | 220 | 4005069160500
722395 |  | STABILA level 120cm, 80AS | pcs | 61,19 | Spirit levels | 220 | 4005069160531
722391 |  | Stabila level 60cm, illuminated | pcs | 89,76 | Spirit levels | 220 | 4005069173920
721950 |  | "IREGA Ergotop 8"" SWO 99XS -CBE - Slim" | pcs | 41,35 | Wrenches and socket tools | 220 | 8410295405121
721960 |  | "IREGA adjustable wrench 10"", 99WR, reversible" | pcs | 38,35 | Wrenches and socket tools | 220 | 8410295826230
721965 |  | "IREGA adjustable wrench 12"", 99WR, reversible" | pcs | 51,24 | Wrenches and socket tools | 220 | 8410295826247
721955 |  | "IREGA adjustable wrench 8"", 99WR, reversible" | pcs | 31,64 | Wrenches and socket tools | 220 | 8410295826223
721940 |  | "IREGA Ergotop 6"" SWO-99 LT-F/CBE" | pcs | 33,98 | Wrenches and socket tools | 220 | 8410295372065
721945 |  | "IREGA Ergotop 8"" SWO-99 LT-F/CBE" | pcs | 36,64 | Wrenches and socket tools | 220 | 8510295372089
722369 |  | Socket set Yato 1/2"" 12-pc 10-24mm | pcs | 47,80 | Wrenches and socket tools | 220 | 5906083386718
722368 |  | Socket set Yato 1/4"" 25-pc 3,5-14mm | pcs | 44,40 | Wrenches and socket tools | 220 | 5906083144615
724221 |  | Milwaukee top set 10-pc len.50mm | pcs | 14,90 | Screwdrivers | 220 | 4058546412265
721785 |  | COBIT magnetic socket 10mm x50, Impact, floating m | pcs | 12,15 | Screwdrivers | 220 | 4047897028300
721790 |  | COBIT magnetic socket 13mm x50, Impact, floating m | pcs | 12,90 | Screwdrivers | 220 | 4047897028331
721780 |  | COBIT magnetic socket 8mm x50, Impact, floating ma | pcs | 11,70 | Screwdrivers | 220 | 4047897028294
721810 |  | COBIT magnetic holder 60mm, quick lock, frame magn | pcs | 22,27 | Screwdrivers | 220 | 4047897023732
721725 |  | COBIT tip 125t30a TX30x25mm 10 PCS/PACK | pkg | 13,98 | Screwdrivers | 220 | 4047897012880
721703 |  | COBIT tip 125t10a TX10x25mm 10 PCS/PACK | pcs | 13,98 | Screwdrivers | 220
721695 |  | COBIT tip 125p2a PH 2x25mm 10 PCS/PACK | pkg | 6,53 | Screwdrivers | 220 | 4047897011241
721700 |  | COBIT tip 125z2a PZ 2x25mm 10 PCS/PACK | pkg | 6,53 | Screwdrivers | 220 | 4047897011838
721705 |  | COBIT tip 125t15a TX15x25mm 10 PCS/PACK | pkg | 14,37 | Screwdrivers | 220 | 4047897012842
721710 |  | COBIT tip 125t20a TX20x25mm 10 PCS/PACK | pkg | 14,37 | Screwdrivers | 220 | 4047897012859
721715 |  | COBIT tip 125t25a TX25x25mm 10 PCS/PACK | pkg | 14,37 | Screwdrivers | 220 | 4047897012866
721720 |  | COBIT bit 125t27a TX27x25mm 10 pcs/pack | pkg | 13,98 | Screwdrivers | 220 | 4047897012873
722363 |  | Wera screwdriver set 7-pc + bottle opener | pcs | 34,90 | Screwdrivers | 220 | 4013288213051
722190 |  | PEDDINGHAUS hose clamp pliers 7mm | pcs | 17,95 | Screwdrivers | 220 | 3303809009395
724222 |  | Milwaukee magnet screwdriver bit holder 60mm | pcs | 3,50 | Screwdrivers | 220 | 4002395381395
724235 |  | Milwaukee Bit Set Shockwave 35 pcs | pcs | 37,49 | Screwdrivers | 220 | 4058546413705
724240 |  | Milwaukee Bit Set Shockwave 40 pcs | pcs | 40,90 | Screwdrivers | 220
724245 |  | Milwaukee Bit Set Shockwave 48 pcs | pcs | 38,64 | Screwdrivers | 220
724250 |  | Milwaukee Bit Set Shockwave 56 pcs | pcs | 37,49 | Screwdrivers | 220
721505 |  | KNIPEX adjustable pliers TWINGRIP 200MM | pcs | 34,90 | Plumbing tools | 220
722020 |  | BESSEY profile sheet metal scissors D16 240mm righ | pcs | 29,99 | Plumbing tools | 220 | 4010220024744
722025 |  | BESSEY profile sheet metal scissors D16L 240mm lef | pcs | 29,99 | Plumbing tools | 220 | 4010220024751
722030 |  | BESSEY profile sheet metal scissors D16S 240mm str | pcs | 29,99 | Plumbing tools | 220 | 4010220024768
722230 | 7022560 | KNIPEX tip pliers 145mm, 2K handles | pcs | 35,33 | Plumbing tools | 220 | 4003773078968
722225 | 7022543 | KNIPEX line pliers 180mm | pcs | 26,18 | Plumbing tools | 220 | 4003773023197
721880 |  | S-EGO plastic pipe cutter 0-26mm rocut 26tc | pcs | 51,03 | Plumbing tools | 220 | 8414162015727
721885 |  | S-EGO plastic pipe cutter 0-42mm rocut 42tc | pcs | 99,76 | Plumbing tools | 220 | 8414162013921
721886 |  | S-EGO plastic pipe cutter 0-63mm rocut 63tc | pcs | 145,10 | Plumbing tools | 220
721890 |  | S-EGO plastic pipe cutter 0-75mm rocut 75tc | pcs | 308,26 | Plumbing tools | 220 | 8414162023524
722205 |  | PEDDINGHAUS bolt cutters 450mm | pcs | 78,29 | Plumbing tools | 220 | 3303800515048
722210 |  | PEDDINGHAUS bolt cutters 600mm | pcs | 98,85 | Plumbing tools | 220 | 3303800515017
722215 |  | PEDDINGHAUS bolt cutter 750mm | pcs | 124,59 | Plumbing tools | 220 | 3303800515024
722220 |  | PEDDINGHAUS bolt cutter 900mm | pcs | 162,82 | Plumbing tools | 220 | 3303800515031
721938 |  | Scraper NG1003 with blades | pcs | 29,90 | Plumbing tools | 220
721935 |  | RUKO 4-36mm pipe reamer HSS | pcs | 22,15 | Plumbing tools | 220 | 4007140007698
721865 |  | S-EGO pipe cutter cu 6-35mm telescopic model | pcs | 56,70 | Plumbing tools | 220 | 8414162006299
721870 |  | S-EGO pipe cutter cu 6-67mm telescopic model | pcs | 145,55 | Plumbing tools | 220 | 8414162006961
721860 |  | S-EGO pipe cutter cu 6-22mm pro mini | pcs | 25,62 | Plumbing tools | 220 | 8414162019442
722285 |  | "KNIPEX pipe pliers 330mm 1"", quick adjust" | pcs | 80,91 | Plumbing tools | 220 | 4003773077602
722290 |  | "KNIPEX pipe pliers 420mm 1 1/2"", quick adjust" | pcs | 113,92 | Plumbing tools | 220 | 4003773077619
722305 |  | "UNIOR pipe grip 90°, 1 1/2"" 480/6""" | pcs | 60,16 | Plumbing tools | 220 | 3838909014821
722300 |  | "UNIOR pipe grip 90°, 1"" 480/6""" | pcs | 44,31 | Plumbing tools | 220 | 3838909014814
722310 |  | "UNIOR pipe grip 90°, 2"" 480/6""" | pcs | 99,30 | Plumbing tools | 220 | 3838909014838
722315 |  | "UNIOR pipe grip 90°, 3"" 480/6""" | pcs | 162,60 | Plumbing tools | 220 | 3838909014845
722320 |  | "UNIOR pipe grip 90°, 4"" 480/6""" | pcs | 235,94 | Plumbing tools | 220 | 3838909051253
722250 |  | KNIPEX shifting jaw pliers Cobra 125mm | pcs | 35,45 | Plumbing tools | 220 | 4003773069935
722255 |  | KNIPEX adjustable pliers Cobra 150mm | pcs | 36,31 | Plumbing tools | 220 | 4003773060116
722260 |  | KNIPEX adjustable pliers Cobra 180mm | pcs | 38,23 | Plumbing tools | 220 | 4003773022015
722265 |  | KNIPEX adjustable pliers Cobra 250mm | pcs | 40,80 | Plumbing tools | 220 | 4003773022022
722270 |  | KNIPEX adjustable pliers Cobra 300mm | pcs | 55,96 | Plumbing tools | 220 | 4003773034087
722275 |  | KNIPEX adjustable pliers Cobra 400mm | pcs | 97,82 | Plumbing tools | 220 | 4003773005636
722280 |  | KNIPEX adjustable pliers Cobra 560mm | pcs | 162,71 | Plumbing tools | 220 | 4003773044321
724723 | 7022396 | KNIPEX Adjustable Wrench Pliers 250 mm smooth jaws | pcs | 84,50 | Plumbing tools | 220 | 4003773033837
723053 | 7022390 | KNIPEX Transfer Jaw Pliers 180 mm smooth jaws | pcs | 74,50 | Plumbing tools | 220 | 4003773035466
722235 |  | KNIPEX side cutters 125mm | pcs | 31,31 | Plumbing tools | 220 | 4003773034025
722240 |  | KNIPEX side cutters 160mm | pcs | 32,66 | Plumbing tools | 220 | 4003773034032
721915 |  | S-EGO bending pliers 10mm | pcs | 125,95 | Plumbing tools | 220 | 8414162000266
721920 |  | S-EGO bending pliers 12mm | pcs | 135,61 | Plumbing tools | 220 | 8414162000273
721925 |  | S-EGO bending pliers 15mm | pcs | 184,07 | Plumbing tools | 220 | 8414162000280
721930 |  | S-EGO bending pliers 18mm | pcs | 242,02 | Plumbing tools | 220 | 8414162005377
725345 |  | Beveling cutter 60-125mm for plastic pipes EXACT | pcs | 10,08 | Plumbing tools | 220
721662 |  | RUKO E100 deburring tool HSS | pcs | 16,50 | Plumbing tools | 220 | 4007140007704
722349 |  | UNIOR cable lug pliers 6-50 mm² 427/2FG | pcs | 220,00 | Plumbing tools | 220 | 3838909215556
725690 |  | S-Ego test pressure pump 0-60bar r6.0200 | pcs | 369,28 | Plumbing tools | 220 | 8414162028307
722055 |  | BESSEY multifunction tool | pcs | 36,02 | Plumbing tools | 220 | 4010220031483
723060 |  | Plastic pipe cutter 0-63 mm | pcs | 115,33 | Plumbing tools | 220
721878 |  | S-EGO pipe cutter INOX 6-35 mm telescopic model | pcs | 75,00 | Plumbing tools | 220 | 8414162006305
721877 |  | S-EGO pipe cutter blade INOX | pcs | 15,00 | Plumbing tools | 220 | 8414162011880
723058 |  | REMS RAG P 32-250 Pipe gasket cutter | pcs | 375,00 | Plumbing tools | 220 | 4039976038393
722960 |  | Plastic cap scissors | pcs | 234,06 | Plumbing tools | 220
723075 |  | Beveling tool HELA 20-63 mm for plastic pipes | pcs | 113,73 | Plumbing tools | 220
725785 |  | EUROBOOR chip collector magnet | pcs | 64,50 | Other tools | 220 | 8718375399163
723610 |  | Masonry trowel | pcs | 12,27 | Other tools | 220
723605 |  | Cleaning scoop RST | pcs | 11,02 | Other tools | 220 | 5906083952401
440262 | 3253605 | Setting tool fischer HMZ 2 1pcs | pcs | 101,58 | Other tools | 215 | 4006209623213
723665 |  | Hansa trowel 18 x 32 cm | pcs | 10,57 | Other tools | 220
723645 |  | Connector for concrete thermometer K | pcs | 12,27 | Other tools | 220
723785 |  | Lifting strap 1m / 2 t | pcs | 11,83 | Other tools | 220
723780 |  | Lifting sling 60 mm / 6m 2t | pcs | 40,38 | Other tools | 220
440280 | 3252229 | Setting tool fischer EHS M10x25/30 1pcs | pcs | 45,88 | Other tools | 215 | 4006209484876
440279 | 3252228 | Setting tool fischer EHS M8x25/30 1pcs | pcs | 47,03 | Other tools | 215 | 4006209446317
722640 |  | NOVUS Pop rivet tool N-20 Universal | pcs | 34,42 | Other tools | 220 | 4009729058862
723870 |  | Stapler Rapid 34 | pcs | 64,20 | Other tools | 220
722475 |  | GENERAL inspection mirror with light Ø47mm, round | pcs | 30,56 | Other tools | 220
722455 |  | GENERAL gripping jaw with magnet and light, 810mm | pcs | 36,52 | Other tools | 220
724965 |  | Grease gun Lincoln | pcs | 61,70 | Other tools | 220
427195 | 1739803 | Beveling and calibration tool set 16-32 mm, case | pcs | 171,76 | Tools for installing Alpex composite systems. | 82 | 4013960292428
427100 | 1739843 | 16mm Alpex Crimping jaw | pcs | 159,00 | Tools for installing Alpex composite systems. | 82
427105 | 1739844 | 20mm Alpex Crimping jaw | pcs | 154,58 | Tools for installing Alpex composite systems. | 82
427110 | 1739845 | 26mm Alpex Crimping jaw | pcs | 181,00 | Tools for installing Alpex composite systems. | 82
427115 | 1739846 | 32mm Alpex Crimping jaw | pcs | 176,40 | Tools for installing Alpex composite systems. | 82
427120 | 1739847 | 40mm Alpex Crimping jaw | pcs | 248,68 | Tools for installing Alpex composite systems. | 82
427125 | 1739848 | 50mm Alpex Crimping jaw | pcs | 303,26 | Tools for installing Alpex composite systems. | 82
427130 | 1739849 | 63mm Alpex Crimping jaw | pcs | 510,74 | Tools for installing Alpex composite systems. | 82
427135 |  | 16mm Alpex MINI Crimping jaw | pcs | 195,80 | Tools for installing Alpex composite systems. | 82
427140 |  | 20mm Alpex MINI Crimping jaw | pcs | 195,80 | Tools for installing Alpex composite systems. | 82
427145 |  | 26mm Alpex MINI Crimping jaw | pcs | 223,77 | Tools for installing Alpex composite systems. | 82
427150 |  | 32mm Alpex MINI Crimping jaw | pcs | 223,77 | Tools for installing Alpex composite systems. | 82
427200 | 1739882 | 16-32mm pipe decoiler (Alpex, pe-rt, pex) | pcs | 703,35 | Tools for installing Alpex composite systems. | 82
427210 | 1739983 | 6-76 mm Alpex pipe cutter (79000228) | pcs | 119,09 | Tools for installing Alpex composite systems. | 82
427155 | 1739952 | 16 mm Alpex bending spring 600mm | pcs | 11,62 | Tools for installing Alpex composite systems. | 82
427160 | 1739953 | 20 mm Alpex bending spring 600mm | pcs | 14,54 | Tools for installing Alpex composite systems. | 82
427170 | 1739955 | 20 mm Alpex bending spring, external | pcs | 18,96 | Tools for installing Alpex composite systems. | 82
427175 | 1739972 | 16-32 mm Alpex bevel and calibration tool | pcs | 58,48 | Tools for installing Alpex composite systems. | 82
427180 | 1739973 | 40 mm Alpex bevel and calibration tool | pcs | 52,47 | Tools for installing Alpex composite systems. | 82
427185 | 1739974 | 50 mm Alpex bevel and calibration tool | pcs | 63,65 | Tools for installing Alpex composite systems. | 82
427190 | 1739975 | 63 mm Alpex bevel and calibration tool | pcs | 80,68 | Tools for installing Alpex composite systems. | 82
427350 |  | 16mm Alpex Novopress Crimping jaw | pcs | 195,80 | Tools for installing Alpex composite systems. | 82
427355 |  | 20mm Alpex Novopress Crimping jaw | pcs | 195,80 | Tools for installing Alpex composite systems. | 82
427360 |  | 26mm Alpex Novopress Crimping jaw | pcs | 195,80 | Tools for installing Alpex composite systems. | 82
427365 |  | 32mm Alpex Novopress Crimping jaw | pcs | 195,80 | Tools for installing Alpex composite systems. | 82
427370 |  | 40mm Alpex Novopress Crimping jaw | pcs | 256,71 | Tools for installing Alpex composite systems. | 82 | 6415870605950
724335 |  | Milwaukee Tool Bag | pcs | 26,02 | Tool storage | 220
724337 |  | Milwaukee cooler bag packout | pcs | 89,83 | Tool storage | 220 | 4058546287603
724338 |  | Milwaukee backpack packout | pcs | 165,72 | Tool storage | 220 | 4058546287597
724339 |  | Milwaukee storage system 3-piece packout + cart | pcs | 364,58 | Tool storage | 220 | 4058546221898
722140 |  | PEDDINGHAUS installation bar 400mm flat universal | pcs | 42,84 | Hammers, nail pullers, pry bars, and axes | 220 | 4016134003479
722130 |  | PEDDINGHAUS ultratec hammer 5kg flat | pcs | 121,69 | Hammers, nail pullers, pry bars, and axes | 220 | 4016134508172
722115 |  | PEDDINGHAUS cados sledgehammer 1000g DIN6475 | pcs | 24,09 | Hammers, nail pullers, pry bars, and axes | 220 | 4016134100970
722120 |  | PEDDINGHAUS cados hammer 1500g DIN6475 | pcs | 31,19 | Hammers, nail pullers, pry bars, and axes | 220 | 4016134100994
722125 |  | PEDDINGHAUS cados sledgehammer 2000g DIN6475 | pcs | 34,42 | Hammers, nail pullers, pry bars, and axes | 220 | 4016134101007
722135 |  | PEDDINGHAUS gorilla bar 600mm pry bar | pcs | 21,19 | Hammers, nail pullers, pry bars, and axes | 220 | 4016134004773
722086 |  | PEDDINGHAUS hammer 16oz/450g flat handle | pcs | 49,54 | Hammers, nail pullers, pry bars, and axes | 220
722087 |  | PEDDINGHAUS hammer 20oz/560g flat handle | pcs | 50,79 | Hammers, nail pullers, pry bars, and axes | 220
722080 |  | PEDDINGHAUS hammer 16oz/450g pipe handle | pcs | 21,64 | Hammers, nail pullers, pry bars, and axes | 220 | 4016134504600
722085 |  | PEDDINGHAUS hammer 20oz/560g pipe handle | pcs | 21,93 | Hammers, nail pullers, pry bars, and axes | 220 | 4016134504617
723695 |  | Nail puller | pcs | 111,92 | Hammers, nail pullers, pry bars, and axes | 220
723685 |  | Demolition bar | pcs | 51,24 | Hammers, nail pullers, pry bars, and axes | 220
723705 |  | Crowbar | pcs | 37,27 | Hammers, nail pullers, pry bars, and axes | 220
725710 | 7016767 | Inspection camera locator for transmitter | pcs | 980,00 | Sewer inspection cameras | 220 | 6415870167670
721127 |  | Milwaukee Inspection Camera 3m M12 360IC32-0C | pcs | 274,00 | Sewer inspection cameras | 220 | 4058546410261
725700 | 7019216 | Inspection camera Metacam10 | pcs | 3400,00 | Sewer inspection cameras | 220 | 6429830135203
725780 |  | Inspection camera Oxlus 10 | pcs | 2600,00 | Sewer inspection cameras | 220
725705 | 7019217 | Inspection camera spring w. transmitter Metacam10 | pcs | 435,00 | Sewer inspection cameras | 220 | 6429830135227
725660 |  | Drain inspection camera Forbest C25-20M | pcs | 1710,02 | Sewer inspection cameras | 220
725670 | 7016750 | Drain inspection camera Forbest C26-30MC | pcs | 2533,73 | Sewer inspection cameras | 220 | 6415870167502
720220 |  | Marking spray yellow | pcs | 17,72 | Marking tools | 222
720200 |  | Marking spray neon orange | pcs | 17,72 | Marking tools | 222
720205 |  | Marking spray neon red | pcs | 17,72 | Marking tools | 222
720210 |  | Marking spray red | pcs | 17,72 | Marking tools | 222
720225 |  | Marking spray blue | pcs | 17,72 | Marking tools | 222
720215 |  | Marking spray white | pcs | 17,72 | Marking tools | 222
720230 |  | Marking spray green | pcs | 17,72 | Marking tools | 222
725120 |  | PICA Felt-tip Pen 1.0 mm black Classic 534 | pcs | 2,15 | Marking tools | 220
725095 |  | PICA felt marker black, 2-6mm, 521 Classic | pcs | 1,64 | Marking tools | 220 | 4260056152467
725100 |  | PICA felt marker red, 2-6mm, 521 Classic | pcs | 1,64 | Marking tools | 220
725105 |  | PICA felt marker blue, 2-6mm, 521 Classic | pcs | 1,64 | Marking tools | 220
725097 |  | PICA felt pen green 2-6mm, 521 Classic | pcs | 1,64 | Marking tools | 220 | 4260056152412
725125 | 7025383 | PICA Felt-tip Pen 1-2 mm white Instant White 532 | pcs | 2,42 | Marking tools | 220 | 4260056154966
725110 | 7025388 | PICA Felt-tip Pen 4-12 mm Classic 528 XXL | pcs | 8,06 | Marking tools | 220 | 4260056155574
725044 |  | PICA Gel marker yellow | pcs | 10,45 | Marking tools | 220 | 4260056150913
725045 |  | PICA Gel-marker red | pcs | 10,45 | Marking tools | 220
725040 |  | PICA Gel-marker blue | pcs | 10,45 | Marking tools | 220
725035 |  | PICA Gel-marker white | pcs | 10,45 | Marking tools | 220
725131 |  | Milwaukee marker pen black | pcs | 1,51 | Marking tools | 220 | 045242319473
716990 |  | IRWIN fill color red 227g | pcs | 4,58 | Marking tools | 221
725132 |  | Milwaukee marker pen white | pcs | 3,90 | Marking tools | 220 | 45242363360
725005 |  | PICA Dry Marking Pencil 2B | pcs | 15,67 | Marking tools | 220
722434 |  | Milwaukee marking line 30m + red dye | pcs | 24,20 | Marking tools | 220 | 4058546509743
700050 |  | Drawing sleeve 25 pcs/bundle | pcs | 1,56 | Marking tools | 230
726171 |  | PICA paint pen yellow, 2-4mm 524 Classic | pcs | 3,25 | Marking tools | 220 | 4260056152207
726173 |  | PICA paint pen black, 2-4mm 524 Classic | pcs | 3,25 | Marking tools | 220 | 4260056153358
726167 |  | PICA paint pen red, 2-4mm 524 Classic | pcs | 3,25 | Marking tools | 220 | 4260056153365
726169 |  | PICA paint pen blue, 2-4mm 524 Classic | pcs | 3,25 | Marking tools | 220 | 4260056153372
726175 |  | PICA paint pen white, 2-4mm 524 Classic | pcs | 3,25 | Marking tools | 220 | 4260056153341
726165 |  | PICA paint pen green, 2-4mm 524 Classic | pcs | 3,25 | Marking tools | 220 | 4260056153389
725135 |  | LYRA carpenter pencil 180mm red hb 338 profile | pcs | 0,91 | Marking tools | 220 | 4084900210741
725015 |  | PICA Dry Spare Leads 2B 10 pcs | pcs | 11,11 | Marking tools | 220
725020 |  | PICA Ink hole marker black | pcs | 8,80 | Marking tools | 220
725025 |  | PICA Ink hole marker red | pcs | 8,80 | Marking tools | 220
725030 |  | PICA Ink hole marker blue | pcs | 8,80 | Marking tools | 220
722431 |  | IRWIN 30m marking line/ALU | pcs | 20,74 | Marking tools | 220 | 5706915076790
725065 |  | PICA Visor connection pencil, yellow | pcs | 11,34 | Marking tools | 220
725055 |  | PICA Visor connection pencil, red | pcs | 11,34 | Marking tools | 220
725060 |  | PICA Visor connection pencil, blue | pcs | 11,34 | Marking tools | 220
725070 |  | PICA Visor connection pencil, white | pcs | 11,34 | Marking tools | 220
716975 |  | Marking spray handle | pcs | 127,94 | Marking tools | 221
716985 |  | Connection color white | pcs | 4,58 | Marking tools | 221
717000 |  | Grease connection yellow 12 pcs/box | pcs | 12,36 | Marking tools | 221
717010 |  | Grease connection black 12 pcs/box | pcs | 12,36 | Marking tools | 221
716995 |  | Grease connection red 12 pcs/box | pcs | 12,36 | Marking tools | 221
717005 |  | Grease connection white 12 pcs/box | pcs | 12,36 | Marking tools | 221
725165 |  | PICA pencil holder 11-12mm, Classic 588 | pcs | 13,40 | Marking tools | 220 | 4260056153280
725140 |  | PICA wax pencil yellow Classic Eco 591 | pcs | 0,69 | Marking tools | 220 | 4260056152740
725145 |  | PICA wax pencil black Classic Eco 591 | pcs | 0,69 | Marking tools | 220 | 4260056152702
725150 |  | PICA wax pencil red Classic Eco 591 | pcs | 0,69 | Marking tools | 220 | 4260056152719
725155 |  | PICA wax pencil blue Classic Eco 591 | pcs | 0,69 | Marking tools | 220 | 4260056152726
725160 |  | PICA wax pencil white Classic Eco 591 | pcs | 0,69 | Marking tools | 220 | 4260056152757
725085 |  | PICA Visor spare leads, yellow, 4 pcs/pack | pkg | 7,35 | Marking tools | 220
725075 |  | PICA Visor spare leads, red, 4 pcs/pack | pkg | 7,35 | Marking tools | 220
725080 |  | PICA Visor spare leads, blue, 4 pcs/pack | pkg | 7,35 | Marking tools | 220
725090 |  | PICA Visor spare leads, white, 4 pcs/pack | pkg | 7,35 | Marking tools | 220
723675 |  | Ice chisel Fiskars 175 mm | pcs | 55,33 | Shovels, snow shovels, and rakes | 220
723515 |  | Concrete shovel Iskas 1180mm | pcs | 23,95 | Shovels, snow shovels, and rakes | 220
723595 |  | Rake, iron spike Fiskars | pcs | 36,93 | Shovels, snow shovels, and rakes | 220
723570 |  | KH-720 KC shovel/rake 720mm + grip | pcs | 84,99 | Shovels, snow shovels, and rakes | 220
723560 |  | KL-720 shovel, width 720mm, aluminum | pcs | 77,84 | Shovels, snow shovels, and rakes | 220
723565 |  | KH-720 shovel/rake, width 720mm, aluminum | pcs | 80,22 | Shovels, snow shovels, and rakes | 220
723585 |  | KH-720 snow shovel/rake blade 720 mm, aluminum | pcs | 21,25 | Shovels, snow shovels, and rakes | 220
723580 |  | KL-720 snow shovel blade 720 mm, aluminum | pcs | 18,86 | Shovels, snow shovels, and rakes | 220
723555 |  | Snow pusher Fiskars | pcs | 51,75 | Shovels, snow shovels, and rakes | 220
723550 |  | Snow shovel Fiskars | pcs | 81,30 | Shovels, snow shovels, and rakes | 220
723525 |  | Snow shovel plastic Fiskars | pcs | 38,80 | Shovels, snow shovels, and rakes | 220
723680 |  | Hand axe spring steel | pcs | 50,44 | Shovels, snow shovels, and rakes | 220
723520 |  | Stab shovel Fiskars | pcs | 32,52 | Shovels, snow shovels, and rakes | 220
723485 |  | Stab shovel Fiskars long | pcs | 37,62 | Shovels, snow shovels, and rakes | 220
723795 |  | Painter's extension pole 9 m | pcs | 139,75 | Rollers, brushes, and painting supplies | 220
725695 |  | Bahco paint scraper Ergo 65mm | pcs | 48,57 | Rollers, brushes, and painting supplies | 220
725696 |  | Bahco paint scraper Ergo 65mm replacement blade | pcs | 18,90 | Rollers, brushes, and painting supplies | 220
723810 |  | Ring brush 50 mm bristle | pcs | 6,03 | Rollers, brushes, and painting supplies | 220
723835 |  | Brush 100 mm | pcs | 4,89 | Rollers, brushes, and painting supplies | 220
723820 |  | Brush 25 mm | pcs | 1,94 | Rollers, brushes, and painting supplies | 220
723825 |  | Brush 50 mm | pcs | 2,51 | Rollers, brushes, and painting supplies | 220
723830 |  | Brush 70 mm | pcs | 3,30 | Rollers, brushes, and painting supplies | 220
723845 |  | Radiator brush 50 mm standard | pcs | 3,30 | Rollers, brushes, and painting supplies | 220
723840 |  | Brush radiator 70 mm standard | pcs | 4,20 | Rollers, brushes, and painting supplies | 220
723800 |  | Track package 18 cm | pcs | 4,66 | Rollers, brushes, and painting supplies | 220
723805 |  | Roll pack 25 cm | pcs | 9,43 | Rollers, brushes, and painting supplies | 220
724435 |  | Gas cartridge 190G/c206 | pcs | 3,85 | Liquefied gas appliances | 220
724410 |  | Gas burner kit | pcs | 204,86 | Liquefied gas appliances | 220
724420 |  | Propane bottle refill 11kg | pcs | 63,00 | Liquefied gas appliances | 220
724415 |  | Propane bottle 11kg empty | pcs | 120,00 | Liquefied gas appliances | 220
724405 |  | Propane valve with side neck pressure | pcs | 73,96 | Liquefied gas appliances | 220
724440 |  | Blowtorch with handle | pcs | 47,96 | Liquefied gas appliances | 220
724197 |  | Milwaukee Battery M18 HB8 8.0AH Li-ion 1 pc | pcs | 249,40 | Milwaukee | 220 | 4058546286989
724180 |  | Milwaukee M18 BH-0 Battery Hammer Drill | pcs | 244,29 | Milwaukee | 220
724205 |  | Milwaukee M18 FID2-0 Impact Driver | pcs | 213,05 | Milwaukee | 220 | 4058546220327
724190 |  | Milwaukee POWERPACK M18 FPP6E3-502B | pcs | 1320,87 | Milwaukee | 220
714672 |  | Milwaukee rechargeable headlamp IR HL450 usb | pcs | 76,61 | Milwaukee | 220 | 4058546347802
724200 |  | Milwaukee Battery Set M18 NRG-503 | pcs | 431,77 | Milwaukee | 220
724176 |  | Milwaukee Battery Angle Grinder M18 BLSAG 125X402X | pcs | 544,25 | Milwaukee | 220
715368 |  | MILWAUKEE GLOVE CUT 3/C XL/10 12P | pcs | 219,00 | Milwaukee | 220 | 4058546348946
724175 |  | Milwaukee Quick Charger M12-18 FC | pcs | 79,00 | Milwaukee | 220 | 4002395810581
724177 |  | Milwaukee Battery Copper Pipe Cutter C12 PC | pcs | 276,11 | Milwaukee | 220
725575 |  | Milwaukee cordless impact wrench M18 FMTIW2P12-0X | pcs | 276,20 | Milwaukee | 220
715367 |  | MILWAUKEE GLOVE CUT 3/C L/9 12P | pcs | 249,00 | Milwaukee | 220 | 4058546346348
724295 |  | Milwaukee Battery Reciprocating Saw M18 FSZ-0 | pcs | 395,00 | Milwaukee | 220 | 4058546344702
721385 |  | Milwaukee battery kit 2 Ah M12 NRG?202 | pcs | 99,00 | Milwaukee | 220 | 4002395287246
715366 |  | MILWAUKEE GLOVE CUT 3/C M/8 12P | pcs | 249,00 | Milwaukee | 220 | 4058546376536
723903 |  | Milwaukee Drill M18 FDD2-502X Fuel | pcs | 370,00 | Milwaukee | 220 | 4058546222123
724350 |  | Milwaukee Rotary Hammer M18 BLHX-0X | pcs | 399,00 | Milwaukee | 220
724360 |  | Milwaukee Circular Saw M18 CCS55-0 | pcs | 313,64 | Milwaukee | 220
724187 |  | Milwaukee Battery Reciprocating Saw M18 FHZ-502X | pcs | 490,22 | Milwaukee | 220 | 4058546030575
724207 |  | Milwaukee M18 FID3-0 impact driver | pcs | 215,00 | Milwaukee | 220 | 4058546512217
724361 |  | Milwaukee circular saw M18 FCS552-0 | pcs | 339,00 | Milwaukee | 220 | 4058546484583
723909 |  | Milwaukee Band Saw M18 CBS125-0 | pcs | 619,00 | Milwaukee | 220 | 4002395006038
723908 |  | Milwaukee Band Saw M18 FBS85-0C | pcs | 419,00 | Milwaukee | 220 | 4058546293956
725680 | 7060604 | Novopress pressing machine ACO103 BT package LDG P | pcs | 2648,59 | Crimping tools and accessories | 220 | 6415870606049
720770 | 6432500 | Setting tool Fischer FXC 85 | pcs | 1850,00 | Fischer | 220 | 4048962479485
724320 |  | Milwaukee Multi-material Drill Bit Set 8 pcs hex | pcs | 27,04 | Drill bits | 220
724220 |  | Milwaukee Torx Bit Set 32 pcs | pcs | 25,95 | Drill bits | 220
720814 | 7032127 | Hammer drill bit fischer Quattric 10/100/165 1pcs | pcs | 8,50 | Drill bits | 220 | 4042205355413
720816 | 7032128 | Hammer drill bit fischer Quattric 10/150/215 1pcs | pcs | 8,95 | Drill bits | 220 | 4042205355406
720818 | 7032129 | Hammer drill bit fischer Quattric 10/200/265 1pcs | pcs | 9,95 | Drill bits | 220 | 4048962306668
720820 | 7032130 | Hammer drill bit fischer Quattric 10/390/455 1pcs | pcs | 18,95 | Drill bits | 220 | 4048962306675
720812 | 7032126 | Hammer drill bit fischer Quattric 10/50/115 1pcs | pcs | 7,95 | Drill bits | 220 | 4042205355383
720822 | 7032131 | Hammer drill bit fischer Quattric 12/110/165 1pcs | pcs | 9,50 | Drill bits | 220 | 4042205355376
720824 | 7032132 | Hammer drill bit fischer Quattric 12/160/215 1pcs | pcs | 10,95 | Drill bits | 220 | 4042205355369
720826 | 7032133 | Hammer drill bit fischer Quattric 12/210/265 1pcs | pcs | 11,95 | Drill bits | 220 | 4048962306712
720828 | 7032134 | Hammer drill bit fischer Quattric 12/400/455 1pcs | pcs | 19,95 | Drill bits | 220 | 4048962306729
720830 | 7032137 | Hammer drill bit fischer Quattric 16/210/265 1pcs | pcs | 19,95 | Drill bits | 220 | 4048962306880
720788 | 7032117 | Hammer drill bit fischer Quattric 5/100/165 1pcs | pcs | 6,75 | Drill bits | 220 | 4048962307108
720786 | 7032116 | Hammer drill bit fischer Quattric 5/50/115 1pcs | pcs | 3,94 | Drill bits | 220 | 4048962307092
720792 | 7032119 | Hammer drill bit fischer Quattric 6/100/165 1pcs | pcs | 7,35 | Drill bits | 220 | 4042205355307
720794 | 7035475 | Hammer drill bit fischer Quattric 6/150/215 1pcs | pcs | 8,50 | Drill bits | 220 | 4042205355291
720796 | 7032120 | Hammer drill bit fischer Quattric 6/200/265 1pcs | pcs | 8,95 | Drill bits | 220 | 4048962307214
720798 | 7035485 | Hammer drill bit fischer Quattric 6/250/315 1pcs | pcs | 11,95 | Drill bits | 220 | 4048962307221
720790 | 7032118 | Hammer drill bit fischer Quattric 6/50/115 1pcs | pcs | 6,95 | Drill bits | 220 | 4042205355284
720802 | 7032122 | Hammer drill bit fischer Quattric 8/100/165 1pcs | pcs | 7,95 | Drill bits | 220 | 4042205355277
720804 | 7032123 | Hammer drill bit fischer Quattric 8/150/215 1pcs | pcs | 8,50 | Drill bits | 220 | 4042205355260
720806 | 7032124 | Hammer drill bit fischer Quattric 8/200/265 1pcs | pcs | 8,95 | Drill bits | 220 | 4048962307306
720808 | 7035486 | Hammer drill bit fischer Quattric 8/250/315 1pcs | pcs | 11,95 | Drill bits | 220 | 4042205355253
720810 | 7032125 | Hammer drill bit fischer Quattric 8/400/465 1pcs | pcs | 17,44 | Drill bits | 220 | 4048962307320
720800 | 7032121 | Hammer drill bit fischer Quattric 8/50/115 1pcs | pcs | 7,50 | Drill bits | 220 | 4042205355246
720848 | 7031890 | Universal drill bit fischer D-U 10x90/150 1pcs | pcs | 22,31 | Drill bits | 220 | 4048962204346
720844 | 7031860 | Universal drill bit fischer D-U 6,0x65/100 1pcs | pcs | 15,07 | Drill bits | 220 | 4048962204308
720846 | 7031861 | Universal drill bit fischer D-U 8,0x75/125 1pcs | pcs | 18,55 | Drill bits | 220 | 4048962204322
721345 |  | HELLER 40.0x250 mm spade chisel SDS+ | pcs | 26,37 | Drill bits | 220 | 4010159196222
721140 |  | HELLER 10x145mm ProXtreme stone drill | pcs | 11,60 | Drill bits | 220 | 4010159282550
721145 |  | HELLER 12x150mm ProXtreme stone drill | pcs | 14,53 | Drill bits | 220 | 4010159282567
721150 |  | HELLER 5/6/8/10mm ProXtreme 4-piece stone drill | pcs | 38,74 | Drill bits | 220 | 4010159282635
721125 |  | HELLER 5x115mm ProXtreme stone drill | pcs | 7,90 | Drill bits | 220 | 4010159282475
721130 |  | HELLER 6x125mm ProXtreme stone drill | pcs | 8,24 | Drill bits | 220 | 4010159282499
721135 |  | HELLER 8x145mm ProXtreme stone drill | pcs | 10,67 | Drill bits | 220 | 4010159282536
721260 |  | HELLER 12x340mm Speed2Max SDS-Max | pcs | 72,94 | Drill bits | 220 | 4010159277532
721265 |  | HELLER 14×340 mm Speed2Max SDS?Max drill bit | pcs | 74,99 | Drill bits | 220 | 4010159277556
721270 |  | HELLER 14×540 mm Speed2Max SDS?Max drill bit | pcs | 88,73 | Drill bits | 220 | 4010159277563
721275 |  | HELLER 16×340 mm Speed2Max SDS?Max drill bit | pcs | 76,92 | Drill bits | 220 | 4010159277570
721280 |  | HELLER 16×540 mm Speed2Max SDS?Max drill bit | pcs | 90,66 | Drill bits | 220 | 4010159277587
721285 |  | HELLER 18x340mm Speed2Max SDS-Max | pcs | 77,84 | Drill bits | 220 | 4010159277594
721290 |  | HELLER 20×320 mm Speed2Max SDS?Max drill bit | pcs | 78,97 | Drill bits | 220 | 4010159277617
721295 |  | HELLER 20×520 mm Speed2Max SDS?Max drill bit | pcs | 95,34 | Drill bits | 220 | 4010159277624
721300 |  | HELLER 22x320mm Speed2Max SDS-Max | pcs | 84,08 | Drill bits | 220 | 4010159277631
721305 |  | HELLER 24x320mm Speed2Max SDS-Max | pcs | 85,67 | Drill bits | 220 | 4010159277655
721310 |  | HELLER 25×320 mm Speed2Max SDS?Max drill bit | pcs | 88,39 | Drill bits | 220 | 4010159277679
721315 |  | HELLER 28x320mm Speed2Max SDS-Max | pcs | 101,58 | Drill bits | 220 | 4010159277693
721320 |  | HELLER 30x320mm Speed2Max SDS-Max | pcs | 104,53 | Drill bits | 220 | 4010159277716
721325 |  | HELLER 32×320 mm Speed2Max SDS?Max drill bit | pcs | 105,55 | Drill bits | 220 | 4010159277730
721330 |  | HELLER 35x520mm Speed2Max SDS-Max | pcs | 136,69 | Drill bits | 220 | 4010159277761
720832 | 7031892 | Metal drill bit fischer D-HSS-G 5,0x52/86 1pcs | pcs | 1,70 | Drill bits | 220 | 4042205323917
720834 | 7031893 | Metal drill bit fischer D-HSS-G 6,0x57/93 1pcs | pcs | 2,30 | Drill bits | 220 | 4048962248616
720842 |  | Metal drill bit fischer HSS-CO 1-13mm 25 blades | bx | 96,93 | Drill bits | 220 | 4048962304855
720838 | 7031856 | Metal drill bit fischer HSS-CO 10x87/133 PE 1pcs | pcs | 7,05 | Drill bits | 220 | 4048962248869
720840 | 7031857 | Metal drill bit fischer HSS-CO 12x101/151 1pcs | pcs | 10,86 | Drill bits | 220 | 4042205302752
720836 | 7031855 | Metal drill bit fischer HSS-CO 8x75/117 PE 1pcs | pcs | 4,46 | Drill bits | 220 | 4048962248852
720850 | 8352420 | Metal drill bit fischer HSS-G 3,2x12/49 xP10 1pcs | pcs | 12,77 | Drill bits | 220 | 4042205352306
721365 |  | RUKO drill set 1?10 mm HSS 19 pcs DIN338 | pcs | 49,71 | Drill bits | 220 | 4007140148155
721630 |  | RUKO 3.25mm POP rivet drill 10 pcs/pack SB pack, H | pkg | 18,46 | Drill bits | 220 | 4007140374776
721635 |  | RUKO 4.10mm POP rivet drill 10 pcs/pack SB pack, H |  | 21,25 | Drill bits | 220 | 4007140374486
721640 |  | RUKO 4.90mm POP rivet drill 10 pcs/pack SB pack, H |  | 28,41 | Drill bits | 220 | 4007140374745
721645 |  | RUKO 5.20mm POP rivet drill 10 pcs/pack SB pack, H |  | 28,41 | Drill bits | 220 | 4007140374752
721200 |  | HELLER 10x160mm Bionic PRO SDS+ drill blade | pcs | 6,93 | Drill bits | 220 | 4010159156288
721205 |  | HELLER 10x210mm Bionic PRO SDS+ drill blade | pcs | 7,95 | Drill bits | 220 | 4010159156295
721210 |  | HELLER 10x260mm Bionic PRO SDS+ drill blade | pcs | 9,77 | Drill bits | 220 | 4010159156301
721215 |  | HELLER 10×310 mm Bionic PRO SDS+ hammer drill bit | pcs | 11,20 | Drill bits | 220 | 4010159186872
721220 |  | HELLER 12x160mm Bionic PRO SDS+ drill blade | pcs | 7,26 | Drill bits | 220 | 4010159156318
721225 |  | HELLER 12x210mm Bionic PRO SDS+ drill blade | pcs | 8,74 | Drill bits | 220 | 4010159156325
721230 |  | HELLER 14x160mm Bionic PRO SDS+ drill blade | pcs | 11,42 | Drill bits | 220 | 4010159156363
721235 |  | HELLER 14×200 mm Bionic PRO SDS+ hammer drill bit | pcs | 14,03 | Drill bits | 220 | 4010159156370
721240 |  | HELLER 15×200 mm Bionic PRO SDS+ hammer drill bit | pcs | 16,48 | Drill bits | 220 | 4010159156394
721245 |  | HELLER 16x200mm Bionic PRO SDS+ drill blade | pcs | 17,21 | Drill bits | 220 | 4010159156424
721250 |  | HELLER 18×200 mm Bionic PRO SDS+ hammer drill bit | pcs | 27,95 | Drill bits | 220 | 4010159156448
721255 |  | HELLER 20×200 mm Bionic PRO SDS+ hammer drill bit | pcs | 34,42 | Drill bits | 220 | 4010159156479
721160 |  | HELLER 5.5x110mm Bionic PRO SDS+ drill blade | pcs | 4,43 | Drill bits | 220 | 4010159159654
721155 |  | HELLER 5x110mm Bionic PRO SDS+ drill blade | pcs | 4,43 | Drill bits | 220 | 4010159156202
721165 |  | HELLER 6x110mm Bionic PRO SDS+ drill blade | pcs | 4,38 | Drill bits | 220 | 4010159156226
721170 |  | HELLER 6x160mm Bionic PRO SDS+ drill blade | pcs | 4,78 | Drill bits | 220 | 4010159156233
721175 |  | HELLER 6x210mm Bionic PRO SDS+ drill blade | pcs | 8,13 | Drill bits | 220 | 4010159168137
721180 |  | HELLER 7×110 mm Bionic PRO SDS+ hammer drill bit | pcs | 5,86 | Drill bits | 220 | 4010159198745
721185 |  | HELLER 8x110mm Bionic PRO SDS+ drill blade | pcs | 5,68 | Drill bits | 220 | 4010159159661
721190 |  | HELLER 8x160mm Bionic PRO SDS+ drill blade | pcs | 5,85 | Drill bits | 220 | 4010159156264
721195 |  | HELLER 8x210mm Bionic PRO SDS+ drill blade | pcs | 7,06 | Drill bits | 220 | 4010159156271
724377 |  | T-DRILL 138X150 M16/SDS+ CONCRETE/BRICK | pcs | 220,63 | Drill bits | 220
721665 |  | RUKO hole punch 28.3 mm, 2-blade | pcs | 46,25 | Drill bits | 220 | 4007140371621
721670 |  | RUKO hole punch 32.0 mm, 2-cutting edge | pcs | 51,36 | Drill bits | 220 | 4007140371638
721675 |  | RUKO hole punch 32.5 mm, 2-blade | pcs | 59,08 | Drill bits | 220 | 4007140371652
721676 |  | RUKO hole punch 35.0 mm, 2-blade | pcs | 59,08 | Drill bits | 220
721340 |  | HELLER 20.0x250 mm flat chisel SDS+ | pcs | 16,24 | Drill bits | 220 | 4010159196215
721080 |  | MANDREX MXqs adapter 152-210mm, 5/8'' UNF, 3pcs | pcs | 22,96 | Hole saws | 220 | 8718564000184
721070 |  | MANDREX MXqs adapter 19-30mm, 1/2'' UNF, 3pcs | pcs | 12,95 | Hole saws | 220 | 8718564000160
721075 |  | MANDREX MXqs adapter 32-150mm, 5/8'' UNF, 3pcs | pcs | 14,14 | Hole saws | 220 | 8718564000177
721085 |  | MANDREX MXqs 3-part adapter set for expanding | pcs | 23,07 | Hole saws | 220 | 8718564000191
721126 |  | Milwaukee center drill 150mm | pcs | 10,46 | Hole saws | 220 | 4058546324858
720895 |  | MANDREX Quick-Lock Extension Bar 300 mm / 11 mm He | pcs | 34,50 | Hole saws | 220 | 8718564004212
720890 |  | MANDREX Quick-Lock Extension Bar 300 mm / 8.5 mm H | pcs | 34,50 | Hole saws | 220 | 8718564004205
721121 |  | Milwaukee hole saw Forsheda 138x100mm | pcs | 143,90 | Hole saws | 220 | 4058546324759
721122 |  | Milwaukee hole saw Forsheda 186x100mm | pcs | 188,39 | Hole saws | 220 | 4058546324803
721123 |  | Milwaukee hole saw Forsheda 226x100mm | pcs | 200,59 | Hole saws | 220 | 4058546324834
721060 |  | MANDREX guide drill HSS, long | pcs | 7,06 | Hole saws | 220 | 8718564000146
721045 |  | MANDREX quick chuck SDS+ inc.guide drill HSS-long | pcs | 41,48 | Hole saws | 220 | 8718564000078
721050 |  | MANDREX quick chuck 8.5mm inc.guide drill HSS-long | pcs | 33,74 | Hole saws | 220 | 8718564000047
721040 |  | MANDREX quick chuck 11mm inc.guide drill HSS-long | pcs | 33,74 | Hole saws | 220 | 8718564000016
721005 |  | MANDREX 102mm hole saw EasyXcut M3 HSS | pcs | 24,09 | Hole saws | 220 | 8718564003536
721010 |  | MANDREX 111mm hole saw EasyXcut M3 HSS | pcs | 31,31 | Hole saws | 220 | 8718564003567
721015 |  | MANDREX 114mm hole saw EasyXcut M3 HSS | pcs | 31,98 | Hole saws | 220 | 8718564003574
721020 |  | MANDREX 127mm hole saw EasyXcut M3 HSS | pcs | 39,03 | Hole saws | 220 | 8718564003598
721021 |  | MANDREX 133mm hole saw EasyXcut M3 HSS | pcs | 41,81 | Hole saws | 220
721025 |  | MANDREX 140mm hole saw EasyXcut M3 HSS | pcs | 43,57 | Hole saws | 220 | 8718564003611
721029 |  | MANDREX 160mm Hole saw EasyXcut M3 HSS | pcs | 51,00 | Hole saws | 220 | 8718564003642
721030 |  | MANDREX 168mm hole saw EasyXcut M3 HSS | pcs | 60,06 | Hole saws | 220 | 8718564003659
721035 |  | MANDREX 210mm hole saw EasyXcut M3 HSS | pcs | 71,53 | Hole saws | 220 | 8718564003673
720970 |  | MANDREX 25mm hole saw EasyXcut M3 HSS | pcs | 8,24 | Hole saws | 220 | 8718564003185
720975 |  | MANDREX 33mm hole saw EasyXcut M3 HSS | pcs | 9,54 | Hole saws | 220 | 8718564003239
720980 |  | MANDREX 40mm hole saw EasyXcut M3 HSS | pcs | 10,86 | Hole saws | 220 | 8718564003277
720984 |  | MANDREX 48mm hole saw EasyXcut M3 HSS | pcs | 12,73 | Hole saws | 220
720985 |  | MANDREX 51mm hole saw EasyXcut M3 HSS | pcs | 12,95 | Hole saws | 220 | 8718564003338
720990 |  | MANDREX 54mm hole saw EasyXcut M3 HSS | pcs | 13,46 | Hole saws | 220 | 8718564003352
720992 |  | MANDREX 64mm hole saw EasyXcut M3 HSS | pcs | 16,14 | Hole saws | 220
720993 |  | MANDREX 68mm Hole saw EasyXcut M3 HSS | pcs | 28,00 | Hole saws | 220 | 8718564003420
720995 |  | MANDREX 76mm hole saw EasyXcut M3 HSS | pcs | 17,61 | Hole saws | 220 | 8718564003451
720997 |  | MANDREX 79mm hole saw EasyXcut M3 HSS | pcs | 18,76 | Hole saws | 220
721000 |  | MANDREX 83mm hole saw EasyXcut M3 HSS | pcs | 19,16 | Hole saws | 220 | 8718564003475
721001 |  | MANDREX 86mm hole saw EasyXcut M3 HSS | pcs | 19,99 | Hole saws | 220
721124 |  | Milwaukee hole saw holder Forsheda for blade | pcs | 26,16 | Hole saws | 220 | 4058546324841
720935 |  | MANDREX 102mm TCT-hole saw SuperXcut MXqs | pcs | 37,55 | Hole saws | 220 | 8718564001785
720940 |  | MANDREX 111mm TCT-hole saw SuperXcut MXqs | pcs | 46,58 | Hole saws | 220 | 8718564001815
720945 |  | MANDREX 114mm TCT-hole saw SuperXcut MXqs | pcs | 48,69 | Hole saws | 220 | 8718564001822
720950 |  | MANDREX 127mm TCT-hole saw SuperXcut MXqs | pcs | 57,49 | Hole saws | 220 | 8718564001846
720955 |  | MANDREX 140mm TCT-hole saw SuperXcut MXqs | pcs | 70,10 | Hole saws | 220 | 8718564001860
720960 |  | MANDREX 168mm TCT-hole saw SuperXcut MXqs | pcs | 105,43 | Hole saws | 220 | 8718564001907
720965 |  | MANDREX 210mm TCT-hole saw SuperXcut MXqs | pcs | 162,82 | Hole saws | 220 | 8718564001938
720900 |  | MANDREX 25mm TCT-hole saw SuperXcut MXqs | pcs | 15,51 | Hole saws | 220 | 8718564001433
720905 |  | MANDREX 33mm TCT-hole saw SuperXcut MXqs | pcs | 16,70 | Hole saws | 220 | 8718564001488
720915 |  | MANDREX 51mm TCT-hole saw SuperXcut MXqs | pcs | 21,83 | Hole saws | 220 | 8718564001587
720925 |  | MANDREX 76mm TCT-hole saw SuperXcut MXqs | pcs | 29,55 | Hole saws | 220 | 8718564001709
721105 |  | MANDREX 10mm diamond hole saw DryXcut MXqs | pcs | 33,24 | Hole saws | 220 | 8718564006759
721110 |  | MANDREX 12mm diamond hole saw DryXcut MXqs | pcs | 33,74 | Hole saws | 220 | 8718564006766
721112 |  | MANDREX 25mm Diamond hole saw DryXcut MXqs | pcs | 46,35 | Hole saws | 220 | 8718564006827
721113 |  | MANDREX 32mm Diamond hole saw DryXcut MXqs | pcs | 56,70 | Hole saws | 220 | 8718564006858
721115 |  | MANDREX 54mm diamond hole saw DryXcut MXqs | pcs | 92,37 | Hole saws | 220 | 8718564006933
721090 |  | MANDREX 5mm diamond hole saw DryXcut MXqs | pcs | 32,56 | Hole saws | 220 | 8718564006728
721117 |  | MANDREX 68mm Diamond hole saw DryXcut MXqs | pcs | 108,00 | Hole saws | 220 | 8718564006995
721095 |  | MANDREX 6mm diamond hole saw DryXcut MXqs | pcs | 32,16 | Hole saws | 220 | 8718564006735
721120 |  | MANDREX 73mm diamond hole saw DryXcut MXqs | pcs | 112,38 | Hole saws | 220 | 8718564007008
721100 |  | MANDREX 8mm diamond hole saw DryXcut MXqs | pcs | 32,39 | Hole saws | 220 | 8718564006742
723320 |  | Cutting disc 125x1,00x22 RST | pcs | 3,65 | Grinding and cutting discs | 220
723325 |  | Cutting disc 125 mm metal | pcs | 3,65 | Grinding and cutting discs | 220
723335 |  | Cutting disc 230 mm for metal | pcs | 4,20 | Grinding and cutting discs | 220
723330 |  | Cutting disc 125 mm for stone | pcs | 3,65 | Grinding and cutting discs | 220
723310 |  | Cutting disc 230 mm for stone | pcs | 4,20 | Grinding and cutting discs | 220
723300 |  | Diamond blade 125 mm hobby | pcs | 12,27 | Grinding and cutting discs | 220
723305 |  | Diamond blade 230 mm hobby | pcs | 29,31 | Grinding and cutting discs | 220
726600 | 7050106 | Fosco 2 mm / 2% Cu solder wire | kg | 85,04 | Soldering | 151
726610 | 7050112 | Fosco 3 mm / 2% Cu solder wire | kg | 85,04 | Soldering | 151
726605 | 7050122 | Fosco 2 mm / 5% Cu solder wire | kg | 171,45 | Soldering | 151
726615 | 7074707 | Fosco 3 mm / 5% Cu solder wire | kg | 171,45 | Soldering | 151
726620 | 7009801 | Flux Foscolle paste | pcs | 9,79 | Soldering | 151
726625 | 7074461 | Welding wire steel 2 mm (5 kg/pkt) | kg | 10,20 | Welding wires | 151
726630 | 7074462 | Welding wire steel 2.5 mm (5kg/pack) | kg | 10,20 | Welding wires | 151
726635 | 7074463 | Welding wire steel 3,2 mm (5 kg/pkt) | kg | 10,20 | Welding wires | 151
724950 |  | Welding rod Elga 316L-1,6 mm | kg | 46,70 | Welding wires | 220
724940 |  | Welding rod P48S-2.5mm | kg | 13,53 | Welding wires | 220
724942 |  | Welding rod P48S-3,2mm | kg | 11,94 | Welding wires | 220
715391 |  | Milwaukee sleeve cut C 40cm | pcs | 14,00 | Protective gear | 238 | 4058546347772
715392 |  | Milwaukee sleeve cut C 45cm | pcs | 14,00 | Protective gear | 238 | 4058546347789
715393 |  | Milwaukee sleeve cut E 40cm | pcs | 19,00 | Protective gear | 238 | 4058546377304
715394 |  | Milwaukee sleeve cut E 45cm | pcs | 19,00 | Protective gear | 238 | 4058546377311
715240 |  | Installer gloves, red, with Velcro, 10, 991 | pr | 3,94 | Gloves | 241 | 6417925009911
715245 |  | Installer gloves, red, with Velcro, 11, 1049 | pr | 3,94 | Gloves | 241
715235 |  | Installer gloves, red, with Velcro, 9, 990 | pr | 3,94 | Gloves | 241 | 6417925009904
715225 |  | Installer gloves, blue, with lining, 10 | pr | 4,24 | Gloves | 241 | 6417925006378
715230 |  | Installer gloves, blue, with lining, 11, 639 | pr | 4,24 | Gloves | 241
715220 |  | Installer gloves, blue, with lining, 9 | pr | 4,24 | Gloves | 241
715210 |  | Installer gloves, blue, unlined, 10, 702 | pr | 3,33 | Gloves | 241 | 6417925007023
715215 |  | Installer gloves, blue, unlined, 11, 845 | pr | 3,33 | Gloves | 241 | 6417925008457
715200 |  | Installer gloves, blue, unlined, 8, 700 | pr | 3,33 | Gloves | 241
715205 |  | Installer gloves, blue, unlined, 9, 701 | pr | 3,33 | Gloves | 241 | 6417925007016
715185 |  | Milwaukee disposable gloves nitrile XL/10 50 pcs | pkg | 12,50 | Gloves | 241 | 4058546481070
715302 |  | MILWAUKEE GLOVE CUT 5/E L/9 | pr | 12,26 | Gloves | 241 | 4058546290535
715301 |  | MILWAUKEE GLOVE CUT 5/E M/8 | pr | 12,26 | Gloves | 241 | 4058546290528
715303 |  | MILWAUKEE GLOVE CUT 5/E XL/10 | pr | 12,26 | Gloves | 241 | 4058546290542
715304 |  | MILWAUKEE GLOVE CUT 5/E XXL/11 | pr | 12,26 | Gloves | 241 | 4058546290559
715267 |  | Milwaukee gloves Hi-Vis cut C/3 L/9 | pr | 7,25 | Gloves | 241 | 4058546363116
715266 |  | Milwaukee gloves Hi-Vis cut C/3 M/8 | pr | 7,25 | Gloves | 241 | 4058546363109
715268 |  | Milwaukee gloves Hi-Vis cut C/3 XL/10 | pr | 7,25 | Gloves | 241 | 4058546363123
715269 |  | Milwaukee gloves Hi-Vis cut C/3 XXL/11 | pr | 7,25 | Gloves | 241 | 4058546363130
715333 |  | Milwaukee glove cut 1/A 10/XL (1pr) | pr | 4,27 | Gloves | 241 | 4058546290467
715338 |  | Milwaukee glove cut 1/A 10/XL / 12pr | bdl | 43,50 | Gloves | 241 | 4058546363000
715334 |  | Milwaukee glove cut 1/A 11/XXL (1pr) | pr | 4,27 | Gloves | 241 | 4058546290474
715339 |  | Milwaukee glove cut 1/A 11/XXL / 12pr | bdl | 43,50 | Gloves | 241 | 4058546363017
715331 |  | Milwaukee glove cut 1/A 8/M (1pr) | pr | 4,27 | Gloves | 241 | 4058546290443
715336 |  | Milwaukee glove cut 1/A 8/M / 12pr | bdl | 43,50 | Gloves | 241 | 4058546295134
715332 |  | Milwaukee glove cut 1/A 9/L (1pr) | pr | 4,27 | Gloves | 241 | 4058546290450
715337 |  | Milwaukee glove cut 1/A 9/L / 12pr | bdl | 43,50 | Gloves | 241 | 4058546362997
715353 |  | Milwaukee glove hybrid leather 10/XL | pr | 23,39 | Gloves | 241 | 4058546298135
715354 |  | Milwaukee glove hybrid leather 11/XXL | pr | 23,39 | Gloves | 241 | 4058546298142
715351 |  | Milwaukee glove hybrid leather 8/M | pr | 23,39 | Gloves | 241 | 4058546298111
715352 |  | Milwaukee glove hybrid leather 9/L | pr | 23,39 | Gloves | 241 | 4058546298128
715188 |  | Milwaukee coated gloves cut1 10/XL 1 pair | pr | 5,90 | Gloves | 241 | 4058546480929
715189 |  | Milwaukee coated gloves cut1 11/XXL 1 pair | pr | 5,90 | Gloves | 241 | 4058546480936
715186 |  | Milwaukee coated gloves cut1 8/M 1 pair | pr | 5,90 | Gloves | 241 | 4058546480905
715187 |  | Milwaukee coated gloves cut1 9/L 1 pair | pr | 5,90 | Gloves | 241 | 4058546480912
715358 |  | Milwaukee winter cut glove cut 5/E 10/XL / 1pr | pr | 18,95 | Gloves | 241 | 4058546373542
715359 |  | Milwaukee winter cut glove cut 5/E 11/XXL / 1pr | pr | 18,95 | Gloves | 241 | 4058546373559
715356 |  | Milwaukee winter cut glove cut 5/E 8/M / 1pr | pr | 18,95 | Gloves | 241 | 4058546373528
715261 |  | Milwaukee winter cut glove cut 5/E 8/M/12pr/bundle | pr | 19,90 | Gloves | 241 | 4058546373566
715357 |  | Milwaukee winter cut glove cut 5/E 9/L / 1pr | pr | 18,95 | Gloves | 241 | 4058546373535
715262 |  | Milwaukee winter cut glove cut 5/E 9/L/12pr/bundle | pr | 19,90 | Gloves | 241 | 4058546373573
715263 |  | Milwaukee winter cut glove cut 5/E 10/XL/12pr/bund | pr | 19,90 | Gloves | 241 | 4058546373580
715264 |  | Milwaukee winter cut glove cut 5/E 11/XXL/12pr/bun | pr | 19,90 | Gloves | 241 | 4058546373597
715372 |  | MILWAUKEE WINTER GLOVE CUT 3/C L/9 | pr | 11,29 | Gloves | 241 | 4058546289768
715327 |  | MILWAUKEE WINTER GLOVE CUT 3/C L/9 12P | pr | 12,00 | Gloves | 241 | 4058546295103
715371 |  | MILWAUKEE WINTER GLOVE CUT 3/C M/8 | pr | 11,29 | Gloves | 241 | 4058546289751
715326 |  | MILWAUKEE WINTER GLOVE CUT 3/C M/8 12P | pr | 12,00 | Gloves | 241 | 4058546295097
715373 |  | MILWAUKEE WINTER GLOVE CUT 3/C XL/10 | pr | 11,29 | Gloves | 241 | 4058546289775
715328 |  | MILWAUKEE WINTER GLOVE CUT 3/C XL/10 12P | pr | 12,00 | Gloves | 241 | 4058546295110
715374 |  | MILWAUKEE WINTER GLOVE CUT 3/C XXL/11 | pr | 11,29 | Gloves | 241 | 4058546289782
715329 |  | MILWAUKEE WINTER GLOVE CUT 3/C XXL/11 12P | pr | 12,00 | Gloves | 241 | 4058546295127
715248 |  | Milwaukee winter glove cut 1/A 10/XL / 12pr/bundle | pr | 7,10 | Gloves | 241 | 4058546362928
715348 |  | Milwaukee winter glove cut 1/A 10/XL / 1pr | pr | 7,10 | Gloves | 241 | 4058546289737
715249 |  | Milwaukee winter glove cut 1/A 11/XXL / 12pr/bundl | pr | 7,10 | Gloves | 241 | 4058546362935
715349 |  | Milwaukee winter glove cut 1/A 11/XXL / 1pr | pr | 7,10 | Gloves | 241 | 4058546289744
715246 |  | Milwaukee winter glove cut 1/A 8/M / 12pr/bundle | pr | 7,10 | Gloves | 241 | 4058546362904
715346 |  | Milwaukee winter glove cut 1/A 8/M / 1pr | pr | 7,10 | Gloves | 241 | 4058546289713
715247 |  | Milwaukee winter glove cut 1/A 9/L / 12pr/bundle | pr | 7,10 | Gloves | 241 | 4058546362911
715347 |  | Milwaukee winter glove cut 1/A 9/L / 1pr | pr | 7,10 | Gloves | 241 | 4058546289720
715343 |  | Milwaukee cut protection glove cut 3/C 10/XL | pr | 8,95 | Gloves | 241 | 4058546290504
715344 |  | Milwaukee cut protection glove cut 3/C 11/XXL | pr | 8,95 | Gloves | 241 | 4058546290511
715341 |  | Milwaukee cut protection glove cut 3/C 8/M | pr | 8,95 | Gloves | 241 | 4058546290481
715342 |  | Milwaukee cut protection glove cut 3/C 9/L | pr | 8,95 | Gloves | 241 | 4058546290498
715257 |  | Nitrile gloves KCL Dermatril P743, size 10 | pkg | 32,83 | Gloves | 241
715256 |  | Nitrile gloves KCL Dermatril P743, size 9 | pkg | 32,83 | Gloves | 241
715250 |  | Nitrile gloves, blue, 10, 618 | pr | 3,13 | Gloves | 241 | 6417925006187
715255 |  | Nitrile gloves, yellow, 10, 615 | pr | 2,12 | Gloves | 241 | 6417925006156
715259 |  | Nylon glove, Black, L, 743 | pcs | 2,24 | Gloves | 241
715260 |  | Nylon gloves, black, XL, 743 | pr | 2,12 | Gloves | 241 | 6417925007436
715295 |  | Gloves Etra Flex 10/XL 1525 | pr | 2,63 | Gloves | 241
715300 |  | Gloves Etra Flex 11/XXL 1526 | pr | 2,63 | Gloves | 241
715290 |  | Gloves Etra Flex 9/L 1524 | pr | 2,63 | Gloves | 241
715311 |  | Finger gloves Granberg EX 107.4201, 10 | pcs | 6,58 | Gloves | 241
715280 |  | Glove inner liner | pr | 0,61 | Gloves | 241
715310 |  | Glove supervisor winter | pr | 9,90 | Gloves | 241
715316 |  | Winter glove Alaska 2295 10/XL | pr | 16,77 | Gloves | 241
715321 |  | Winter glove Alaska 2295 11/XXL | pr | 16,77 | Gloves | 241
715378 |  | Winter finger gloves Etra 08-300, size 10 | pr | 5,03 | Gloves | 241
715379 |  | Winter finger gloves Etra 08-300, size 11 | pr | 5,03 | Gloves | 241
715377 |  | Winter finger gloves Etra 08-300, size 9 | pr | 5,03 | Gloves | 241
716092 |  | Winter gloves Winter Comfort 3300, size 10 | pr | 6,90 | Gloves | 241
716093 |  | Winter gloves Winter Comfort 3300, size 11 | pr | 6,90 | Gloves | 241
716091 |  | Winter gloves Winter Comfort 3300, size 9 | pr | 6,90 | Gloves | 241
715312 |  | Velcro gloves EX 120.4294W, size 10 | pr | 5,50 | Gloves | 241
715355 |  | Work gloves, blue, fur-lined, 10, 194 | pr | 8,48 | Gloves | 241 | 6417925001046
715345 |  | Work gloves, blue, lined, 11, 102 | pr | 3,74 | Gloves | 241 | 6417925001021
715350 |  | Work gloves, blue, unlined, 10.5, 101 | pr | 3,33 | Gloves | 241 | 6417925001014
715370 |  | Cutting gloves Etra Flex 10/XL | pr | 10,00 | Gloves | 241
715375 |  | Cutting gloves Etra Flex 11/XXL | pr | 10,00 | Gloves | 241
715365 |  | Cutting gloves Etra Flex 9/L | pr | 10,00 | Gloves | 241
715313 |  | Cutting gloves Granberg 116.592 9/L | pr | 8,32 | Gloves | 241
715279 |  | Fingerless glove Amara Blue britex, size 11 |  | 3,20 | Gloves | 241
715277 |  | Fingerless glove Amara Blue britex, size 9 |  | 3,20 | Gloves | 241
727310 |  | MX-Cleaner 500 ml | pcs | 13,00 | Polyurethane foams | 213 | 6430010810483
726060 |  | JOINTS - Style 3 nozzle black | bg | 7,57 | Polyurethane foams | 220 | 6430011304226
726080 | 3267775 | JOINTS 360 degree nozzle 10pcs blister | pcs | 8,03 | Polyurethane foams | 220 | 6430011306404
727300 |  | MX-Flex foam with straw All season 750 ml | pcs | 9,95 | Polyurethane foams | 213 | 6430010810308
727335 | 3267503 | Foam sealant Soudal Drain & Pipe 750ml | pcs | 15,68 | Polyurethane foams | 213 | 5411183035904
727345 | 3268700 | Soudafoam Mini 150ml | pcs | 8,50 | Polyurethane foams | 213 | 5411183077218
727330 | 3268723 | Foam sealant fire-resistant Soudal FR HY 600ml | pcs | 27,50 | Polyurethane foams | 291 | 5411183177826
727305 |  | MX-Flex Pro gun foam All season 750 ml | pcs | 10,50 | Polyurethane foams | 213 | 6430010810315
727340 | 3267761 | 750mL Soudal Flexifoam Scan | pcs | 12,94 | Polyurethane foams | 213 | 5411183086258
727348 | 3268738 | SOUDAL - Soudafoam PURe 700ml | pcs | 22,51 | Polyurethane foams | 213 | 5411183189508
727350 |  | SOUDAL - Soudafoam Gun -25°C Winter | pcs | 11,20 | Polyurethane foams | 213 | 5411183185241
727325 | 3268722 | Gun foam fire-resistant Soudal FR HY 750ml | pcs | 27,50 | Polyurethane foams | 291 | 5411183177567
722952 |  | YATO Sealing Gun for Socks | pcs | 85,00 | Polyurethane foams | 220 | 5906083045998
718920 | 3268005 | 400ML SOUDAL DEGRIP ALL SCAN-EN | pcs | 5,93 | Polyurethane foams | 232 | 5411183090767
718915 |  | 400ML SOUDAL SILICONE SPRAY SCAN-EN | pcs | 5,55 | Polyurethane foams | 232 | 5411183090644
718925 | 3188660 | Soudal Zinc Spray 98% Acryl Matt 400ml | pcs | 12,53 | Polyurethane foams | 232 | 5411183175983
727318 |  | YATO Urethane Gun PTFE met. | pcs | 45,00 | Polyurethane foams | 220 | 5906083967405
726055 |  | JOINTS - Pistol GMG-19 + hose 30cm | pcs | 47,44 | Polyurethane foams | 220 | 8022219467278
727320 | 3267751 | Foam gun PP | pcs | 24,09 | Polyurethane foams | 213 | 6430011303953
727315 | 3267752 | Foam gun PROF | pcs | 44,75 | Polyurethane foams | 213 | 6430011303960
700928 |  | Soudal Click&Spray Adhesive gun | pcs | 68,50 | Adhesives and sealants | 235 | 5411183188204
701145 | 3267795 | 310mL Acryrub White Scan (15) | pcs | 3,66 | Adhesives and sealants | 235 | 5411183021846
701155 | 3267756 | 310mL Soudagrip Sf/S | pcs | 7,76 | Adhesives and sealants | 235 | 5411183077126
701210 | 3267548 | SOUDAL - Soudafalt | pcs | 6,98 | Adhesives and sealants | 235 | 5411183134386
701150 | 3267525 | Soudal Butyrub Black 300ml | pcs | 5,10 | Adhesives and sealants | 235 | 5411183008946
700925 |  | CRC Fast Stick adhesive spray (foam adhesive) | pcs | 20,70 | Adhesives and sealants | 235
700952 | 3267785 | Adhesive Soudal Fix All Crystal Presspack clear | pcs | 20,70 | Adhesives and sealants | 235 | 5411183114500
700951 | 3267545 | Adhesive Soudal Fix All Presspack white | pcs | 15,92 | Adhesives and sealants | 235 | 5411183045101
701170 |  | 310mL Vapourseal SCAN | pcs | 18,31 | Adhesives and sealants | 235 | 5411183105126
701248 |  | Construction adhesive sealant Fischer DKM M1 290ml | pcs | 19,18 | Adhesives and sealants | 235 | 4048962310818
150485 | 3127180 | Kaiflex EF tape 3mm x 50mm x 15m | rl | 30,90 | Adhesives and sealants | 214
701185 |  | 50mL 46A Contact adhesive Neoprene Gel | pcs | 5,43 | Adhesives and sealants | 235 | 5411183003354
440253 | 3254677 | Repair pad fischer FixIt K NV 10pcs | pkg | 123,40 | Adhesives and sealants | 215 | 4006209925072
701180 |  | Soudal Ultra Repair Adhesive Clear 20ml | pcs | 8,58 | Adhesives and sealants | 235 | 5411183069251
701197 |  | Soudal Soudabond spray adhesive 215 Click&Spray | pcs | 14,95 | Adhesives and sealants | 235 | 5411183193369
701200 | 3268719 | 500ML SOUDABOND 265 CLASSIC SPRAY SCAN | pcs | 9,93 | Adhesives and sealants | 235 | 5411183172760
701203 |  | Soudal Soudabond spray adhesive 280 Click&Spray | pcs | 14,95 | Adhesives and sealants | 235 | 5411183193352
700930 |  | Adhesive sealant Soudal Fix All Flexi gray | pcs | 13,10 | Adhesives and sealants | 235
700940 |  | Adhesive sealant Soudal Fix All Flexi black | pcs | 13,10 | Adhesives and sealants | 235
700935 |  | Adhesive sealant Soudal Fix All Flexi white | pcs | 13,10 | Adhesives and sealants | 235
700950 |  | Adhesive sealant Soudal Fix All Crystal clear | pcs | 16,86 | Adhesives and sealants | 235
701125 |  | 290ML FIX ALL TURBO SF/S BLACK | pcs | 18,11 | Adhesives and sealants | 235 | 5411183171398
700945 |  | Adhesive sealant Soudal Fix All Turbo white | pcs | 18,11 | Adhesives and sealants | 235
701130 | 3268014 | 280ML FIX ALL X-TREME EXPRESS WHITE SE/F | pcs | 19,41 | Adhesives and sealants | 235 | 5411183130340
701123 |  | Soudal Fix ALL TurboTack 290ml | pcs | 18,95 | Adhesives and sealants | 235 | 5411183202061
718950 | 3268047 | SOUDAL - Sealant Remover | pcs | 17,13 | Adhesives and sealants | 232 | 5411183090699
725264 |  | YATO caulking gun Pro 310ml | pcs | 20,69 | Adhesives and sealants | 220 | 5906083967511
725262 |  | YATO adhesive press skeleton 310ml | pcs | 11,25 | Adhesives and sealants | 220 | 5906083967504
722950 |  | "Sealant applicator for socks ""COX""" | pcs | 97,38 | Adhesives and sealants | 220
727360 | 3267774 | PU adhesive foam Soudal Soudabond Easy 750ml | pcs | 22,33 | Adhesives and sealants | 213 | 5411183094819
701195 |  | Mitre Kit EXP 50/200 | pcs | 12,39 | Adhesives and sealants | 235 | 5411183115309
701175 |  | Soudal Super Glue Gel 3g | pcs | 4,59 | Adhesives and sealants | 235 | 5411183077690
700957 |  | Adhesive sealant Rotabond 2000 white | pcs | 25,53 | Adhesives and sealants | 235
713905 |  | Primer Tescon Primer RP 2,5 l | pcs | 150,00 | Adhesives and sealants | 200 | 4026639114303
700958 |  | Adhesive sealant Rotabond 2000 gray | pcs | 25,53 | Adhesives and sealants | 235
700955 |  | Adhesive sealant Rotabond 2000 black | pcs | 25,53 | Adhesives and sealants | 235
701204 |  | Soudal Dissolver SP Click&Spray 500ml | pcs | 14,95 | Adhesives and sealants | 235 | 5411183193710
700960 |  | Sealant PU gray 0.6 L | pcs | 11,52 | Adhesives and sealants | 235
701010 |  | Silicone sealant clear | pcs | 8,37 | Adhesives and sealants | 235
701135 | 3268726 | Silirub+ S8100 Clear 300ml | pcs | 14,68 | Adhesives and sealants | 235 | 5411183151727
701140 | 3268727 | Silirub+ S8100 White 300ml | pcs | 14,68 | Adhesives and sealants | 235 | 5411183138353
151120 | 3267327 | Cell foam adhesive NMC FIX Kleber 0.25L with brush | pcs | 23,75 | Adhesives and sealants | 214
151123 | 3267329 | Cell foam adhesive NMC FIX Kleber 1,0 L | pcs | 47,50 | Adhesives and sealants | 214 | 6415832673294
151130 | 3130979 | Cell foam tape NMC Insul Tape 3mm x 50mm x15m | pcs | 41,48 | Adhesives and sealants | 214
701190 | 3268721 | 57g Repair All Epoxy Stick | pcs | 12,98 | Adhesives and sealants | 235 | 5411183083479
700929 | 3268037 | SOUDAL - Aquaswell 310ml | pcs | 23,84 | Adhesives and sealants | 235 | 5411183119673
728035 |  | Acetone 1 l | pcs | 11,53 | Cleaning chemicals | 237
728040 |  | Solvent RUST-FREE 25 l |  | 133,91 | Cleaning chemicals | 237
718777 |  | MX-Screen Wash -20C, 5L | pcs | 7,95 | Cleaning chemicals | 232 | 6430010816379
718778 |  | MX-Drain Opener 450g | pcs | 7,95 | Cleaning chemicals | 232 | 6430010816386
718780 |  | Windshield washer fluid 5 liters, -20 degrees | pcs | 7,70 | Cleaning chemicals | 232
718781 |  | Alfa-Kem windshield washer fluid 3 l -20C ready to | pcs | 3,49 | Oil products | 232 | 10340006221
728060 |  | Gun oil-spray CRC 140 ml | pcs | 7,40 | Oil products | 237
728700 | 7012280 | Thread oil spray 600 ml | pcs | 18,03 | Oil products | 152
728065 |  | Latex paint 9 l white | pcs | 25,26 | Oil products | 237
728055 |  | Multi-purpose spray CRC 5-56 500/650 ml | pcs | 8,90 | Oil products | 237
718910 | 3268002 | 400ML MULTI SPRAY SCAN | pcs | 6,92 | Oil products | 232 | 5411183120457
724595 |  | Saw fuel 10 l | pcs | 59,10 | Oil products | 220
728050 |  | Chain oil 10 l | pcs | 28,01 | Oil products | 237
719555 |  | Peat for oil absorption 50 l | bag | 31,90 | Oil products | 236
719556 |  | Oil absorbent granules 25 L | pcs | 39,90 | Oil products | 236
159705 |  | Aluminum round bar 10mm | kg | 17,15 | Threaded rods | 240
438195 | 3211510 | Extension sleeve M10 HST | pcs | 9,64 | Threaded rods | 215
438190 | 3211508 | Extension sleeve M8 HST | pcs | 7,84 | Threaded rods | 215
438205 | 3211410 | Extension sleeve M10 galvanized | pcs | 1,23 | Threaded rods | 215
438200 | 3211408 | Extension sleeve M8 galvanized | pcs | 1,03 | Threaded rods | 215
438285 | 3211210 | Threaded rod M10x2000 HST | m | 15,88 | Threaded rods | 215
438280 | 3211208 | Threaded rod M8x2000 HST | m | 11,24 | Threaded rods | 215
438305 | 3211110 | Threaded rod M10x2000 zinc | m | 3,02 | Threaded rods | 215
438295 | 3211106 | Threaded rod M6x2000 zinc | m | 2,02 | Threaded rods | 215
438300 | 3211108 | Threaded rod M8x2000 zinc | m | 2,56 | Threaded rods | 215
440148 | 3219016 | Threaded stud fischer GS 8/100 100/pac | pcs | 0,60 | Threaded rods | 215 | 4006209797570
440149 | 3217154 | Threaded stud fischer GS 8/25 100/pac | pcs | 0,20 | Threaded rods | 215 | 4006209797501
440146 | 3219014 | Threaded stud fischer GS 8/50 100/pac | pcs | 0,35 | Threaded rods | 215 | 4006209797525
440147 | 3219015 | Threaded stud fischer GS 8/80 100/pac | pcs | 0,45 | Threaded rods | 215 | 4006209797556
440576 | 3217151 | Bolt connector Fischer SBB 8x35mm ZN 100pcs | pcs | 0,99 | Threaded rods | 215 | 4006209797051
440578 | 3217152 | Bolt connector Fischer SBB 8x45mm ZN 100pcs | pcs | 0,99 | Threaded rods | 215 | 4006209797068
440580 | 3217153 | Bolt connector Fischer SBB 8x55mm ZN 100pcs | pcs | 0,99 | Threaded rods | 215 | 4006209797075
438330 | 3217077 | Threaded pin 8x100mm zn 50pcs/pkg | pcs | 1,15 | Threaded rods | 215
438320 | 3217072 | Threaded pin 8x50mm zn 50pcs/pkg | pcs | 0,97 | Threaded rods | 215 | 6415895065654
438325 | 3217075 | Threaded pin 8x80mm zn 50pcs/pkg | pcs | 0,97 | Threaded rods | 215 | 6415895065678
438345 |  | Threaded pin M8x160 zinc | pcs | 0,61 | Threaded rods | 215
438335 | 3217054 | Threaded pin M8x25 zinc | pcs | 1,08 | Threaded rods | 215
438340 |  | Threaded pin M8x50 zinc | pcs | 0,49 | Threaded rods | 215
437812 |  | Nail 2.5x60 HST 250 pcs | pkg | 55,50 | Nails | 215
437800 |  | Alu.camp nail 60 x 4.5 mm (250) | pkg | 61,81 | Nails | 215
437805 |  | Alu.camp nail 75 x 4.5 mm (250) | pkg | 69,05 | Nails | 215
437810 |  | Alu.camp nail 90 x 4.5 mm (250) | pkg | 75,99 | Nails | 215
438555 |  | Wire nail bright 100 mm 10 kg | bx | 29,78 | Nails | 215
438545 |  | Wire nail bright 60 mm 10 kg | bx | 27,64 | Nails | 215
438565 |  | Wire nail galvanized 150 mm 10 kg | bx | 77,01 | Nails | 215
438870 |  | Fastener nail 6x30 mm (200 pcs/pack) | pkg | 32,84 | Nails | 215
438875 |  | Fastener nail 6x60 mm (200 pcs/pack) | pkg | 35,53 | Nails | 215
438890 |  | Fastener nail 8x110 mm (100 pcs/pack) | pkg | 35,41 | Nails | 215
438895 |  | Fastener nail 8x130 mm (100 pcs/pack) | pkg | 35,41 | Nails | 215
438880 |  | Fastener nail 8x70 mm (100 pcs/pack) | pkg | 31,55 | Nails | 215
438885 |  | Fastener nail 8x90 mm (100 pcs/pack) | pkg | 27,56 | Nails | 215
440150 |  | Nail sleeve fischer FNH 6/30 100/pac | bx | 32,84 | Nails | 215 | 4048962293258
440151 | 3252444 | Nail sleeve fischer FNH 6x60 BZP 100/pac | bx | 35,53 | Nails | 215 | 4006209457849
440155 | 3252449 | Nail sleeve fischer FNH 8/130 50/pac | bx | 58,95 | Nails | 215 | 4048962293333
440154 | 3252448 | Nail sleeve fischer FNH 8x110 BZP 50/pac | bx | 35,41 | Nails | 215 | 4006209459485
440152 | 3252446 | Nail sleeve fischer FNH 8x70 BZP 100/pac | bx | 36,75 | Nails | 215 | 4006209457863
440153 | 3252447 | Nail sleeve fischer FNH 8x90 BZP 50/pac | bx | 27,56 | Nails | 215 | 4006209457870
440500 |  | Stud screw Fischer STST 8x50 100pcs | bx | 23,85 | Screws | 215 | 4006209797808
440501 |  | Stud screw Fischer STST 8x60 100pcs | bx | 27,95 | Screws | 215 | 4006209797815
440502 |  | Stud screw Fischer STST 8x80 100pcs | bx | 35,27 | Screws | 215 | 4006209797822
440503 |  | Stud screw Fischer STST 8x100 100pcs | bx | 43,18 | Screws | 215 | 4006209797839
440504 |  | Stud screw Fischer STST 8x120 100pcs | bx | 51,10 | Screws | 215 | 4006209797846
440505 |  | Stud screw Fischer STST 8x140 50pcs | bx | 32,21 | Screws | 215 | 4006209797853
440506 |  | Stud screw Fischer STST 8x180 50pcs | bx | 43,08 | Screws | 215 | 4006209797860
440507 |  | Stud screw Fischer STST 10x80 100pcs | bx | 54,30 | Screws | 215 | 4006209777077
440508 |  | Stud screw Fischer STST 10x100 100pcs | bx | 65,83 | Screws | 215 | 4006209777084
440509 |  | Stud screw Fischer STST 10x120 100pcs | bx | 82,36 | Screws | 215 | 4006209777091
440510 |  | Stud screw Fischer STS 8x80 A2 RST 100pcs | bx | 134,90 | Screws | 215 | 4006209651322
437867 | 3254190 | Concrete screw 6x60 mm acid-resistant, AV13 head | pcs | 9,00 | Screws | 215
440093 | 3254695 | Concrete screw fischer FBS II 6x40/5 LP 100/pac | bx | 68,50 | Screws | 215 | 4048962329377
440103 | 3254217 | Concrete screw fischer FBS II 6x35 M8/19 100/pac | bx | 84,75 | Screws | 215 | 4048962329544
440104 | 3254218 | Concrete screw fischer FBS II 6x55 M8/19 100/pac | bx | 92,44 | Screws | 215 | 4048962329551
440105 | 3254222 | Concretescrew fischer FBS II 6x35 M8/M10 I 100/pac | bx | 119,00 | Screws | 215 | 4048962329582
440106 | 3254223 | Concretescrew fischer FBS II 6x55 M8/M10 I 100/pac | bx | 144,00 | Screws | 215 | 4048962329599
440091 | 3254693 | Concrete screw fischer FBS II 6x30/5 P 100/pac | bx | 65,25 | Screws | 215 | 4048962329353
440092 | 3254694 | Concrete screw fischer FBS II 6x40/5 P 100/pac | bx | 66,45 | Screws | 215 | 4048962329360
440094 | 3254696 | Concrete screw fischer FBS II 6x60/5 P 100/pac | bx | 87,00 | Screws | 215 | 4048962329384
440115 | 3255608 | Concrete screw fischer FBS II 10x100 US A4 50/pac | bx | 375,00 | Screws | 215 | 4048962308259
440111 | 3255604 | Concrete screw fischer FBS II 10x60 US R A4 50/pac | bx | 320,00 | Screws | 215 | 4048962308211
440112 | 3255605 | Concrete screw fischer FBS II 10x70 US R A4 50/pac | bx | 340,00 | Screws | 215 | 4048962308228
440113 | 3255606 | Concrete screw fischer FBS II 10x80 US R A4 50/pac | bx | 350,00 | Screws | 215 | 4048962308235
440114 | 3255607 | Concrete screw fischer FBS II 10x90 US R A4 50/pac | bx | 355,00 | Screws | 215 | 4048962308242
440107 | 3255600 | Concrete screw fischer FBS II 8x60 US R A4 50/pac | bx | 269,00 | Screws | 215 | 4048962308174
440108 | 3255601 | Concrete screw fischer FBS II 8x70 US R A4 50/pac | bx | 295,00 | Screws | 215 | 4048962308181
440109 | 3255602 | Concrete screw fischer FBS II 8x80 US R A4 50/pac | bx | 305,00 | Screws | 215 | 4048962308198
440110 | 3255603 | Concrete screw fischer FBS II 8x90 US R A4 50/pac | bx | 315,00 | Screws | 215 | 4048962308204
440100 | 3254688 | Concrete screw fischer FBS II CP 10x60 US 50/pac | bx | 85,00 | Screws | 215 | 4048962403237
440101 | 3254689 | Concrete screw fischer FBS II CP 10x70 US 50/pac | bx | 89,75 | Screws | 215 | 4048962403244
440102 | 3255664 | Concrete screw fischer FBS II CP 12x85 US 20/pac | bx | 66,50 | Screws | 215 | 4048962403312
440098 | 3254269 | Concrete screw fischer FBS II CP 8x55 US TX 50/pac | bx | 65,00 | Screws | 215 | 4048962403183
440099 | 3254225 | Concrete screw fischer FBS II CP 8x70 US TX 50/pac | bx | 70,00 | Screws | 215 | 4048962403190
440095 | 3254205 | Concrete screw fischer FBS II 6x40/5 US 100/pac | bx | 65,57 | Screws | 215 | 4048962329483
440096 | 3254207 | Concrete screw fischer FBS II 6x60/5 US 100/pac | bx | 83,77 | Screws | 215 | 4048962329490
440097 | 3254209 | Concrete screw fischer FBS II 6x80/25 US 100/pac | bx | 99,00 | Screws | 215 | 4048962329506
437870 | 3254179 | Concrete screw 6x40 mm, AV13 head | pcs | 1,03 | Screws | 215
437875 | 3254180 | Concrete screw 6x60 mm, AV13 head | pcs | 1,08 | Screws | 215
437880 |  | Concrete screw 6x40 mm, cylindrical head, TX30 dri | pcs | 1,04 | Screws | 215
437885 |  | Concrete screw 6x60 mm, cylindrical head, TX30 dri | pcs | 1,15 | Screws | 215
437890 | 3254171 | Concrete screw internal thread M8/M10 6x35 mm, AV1 | pcs | 1,98 | Screws | 215
437895 | 3254173 | Concrete screw internal thread M8/M10 6x55 mm, AV1 | pcs | 2,11 | Screws | 215
437900 | 3254175 | Concrete screw external thread M8 6x55 mm, AV10 he | pcs | 1,53 | Screws | 215
438255 | 3242101 | Cover screw 6.3x32 galvanized 250 pcs/pack | pcs | 0,39 | Screws | 215
440197 | 3254254 | Aircrete anchor fischer GB 10 20/pac | bx | 14,27 | Screws | 215 | 4006209504925
440196 | 3254253 | Aircrete anchor fischer GB 8 25/pac | bx | 12,19 | Screws | 215 | 4006209504918
440206 | 3254692 | Threaded rod plug fischer Rodforce FGD12 M8 50/pac | bx | 29,98 | Screws | 215 | 4048962295085
438470 | 3240864 | Hex bolt M10*30 stainless steel | pcs | 3,52 | Screws | 215
438487 | 3240900 | Hex bolt M12*100 stainless steel | pcs | 8,46 | Screws | 215
438480 | 3240884 | Hex bolt M12*40 stainless steel | pcs | 3,49 | Screws | 215
438495 |  | Hex bolt M16*80 stainless steel | pcs | 14,43 | Screws | 215
438510 |  | Hex bolt M20*90 stainless steel | pcs | 18,09 | Screws | 215
438515 | 3240825 | Hex bolt M6x25 acid-resistant | pcs | 1,11 | Screws | 215
438520 | 3240846 | Hex bolt M8x30 acid-resistant | pcs | 2,19 | Screws | 215
439573 | 3240910 | Hex bolt M16x120 acid-resistant, partial thread | pcs | 12,50 | Screws | 215
438475 |  | Hex bolt M10*50 zinc-plated | pcs | 0,78 | Screws | 215
438485 | 3238340 | Hex bolt M12x65 galvanized | pcs | 1,42 | Screws | 215
438490 | 3238380 | Hex bolt M16x65 galvanized | pcs | 2,45 | Screws | 215
438525 | 3238275 | Hex bolt M6*25 zinc-plated | pcs | 0,26 | Screws | 215
438530 | 3238295 | Hex bolt M8x25 galvanized | pcs | 0,26 | Screws | 215
438535 | 3238296 | Hex bolt M8x30 galvanized | pcs | 0,39 | Screws | 215
438540 | 3238300 | Hex bolt M8x50 galvanized | pcs | 0,39 | Screws | 215
129890 |  | Sheet metal screw 4.2x16 | pcs | 0,20 | Screws | 209
437785 |  | Lifting eye nut M16, stainless steel | pcs | 19,68 | Screws | 215
437780 |  | Lifting eye screw M16, stainless steel | pcs | 19,56 | Screws | 215
439500 |  | Sheet metal screw 4.2x13 self-drilling | pcs | 0,09 | Screws | 215
440118 | 3253628 | Profile connerction screw fischer 4,2x32 500/pac | bx | 46,25 | Screws | 215 | 6430033411698
440119 | 3253640 | Profile connerction screw fischer 4,2x55 200/pac | bx | 25,20 | Screws | 215 | 6430033411728
440120 | 3250001 | Profile connerction screw fischer 4,2x19 200/pac | bx | 14,50 | Screws | 215 | 6430033411766
440121 | 3250002 | Profile connerction screw fischer 4,2x25 200/pac | bx | 18,50 | Screws | 215 | 6430033411773
440122 | 3250003 | Profile connerction screw fischer 4,2x32 200/pac | bx | 22,50 | Screws | 215 | 6430033411780
440157 | 3211862 | Thread hanger fischer M8 HST 1pcs | pcs | 7,45 | Screws | 215 | 6415895052937
440156 | 3211851 | Thread hanger fischer RAH M8 50/pac | pcs | 1,25 | Screws | 215 | 4006209796986
440207 | 3254226 | Sealing plug fischer DuoSeal 6x38 S A2 50/pac | bx | 43,38 | Screws | 215 | 4048962402711
440208 | 3254227 | Sealing plug fischer DuoSeal 6x38 S A2 K NV 4pcs | pkg | 11,74 | Screws | 215 | 4048962402759
440209 | 3254228 | Sealing plug fischer DuoSeal 8x48 S A2 25/pac | bx | 36,35 | Screws | 215 | 4048962402728
440210 | 3254229 | Sealing plug fischer DuoSeal 8x48 S A2 K NV 2pcs | pkg | 13,42 | Screws | 215 | 4048962402766
440205 | 3285821 | Plug fischer S 10 50/pac | bx | 13,60 | Screws | 215 | 4006209501108
440203 | 3285819 | Plug fischer S 6 100/pac | bx | 7,72 | Screws | 215 | 4006209501061
440204 | 3285820 | Plug fischer S 8 100/pac | bx | 11,72 | Screws | 215 | 4006209501085
440202 | 3285481 | Plug fischer SX Plus 10x50 K 10pcs | bx | 9,17 | Screws | 215 | 4048962481501
440200 | 3285478 | Plug fischer SX Plus 5x25 K 50pcs | bx | 14,75 | Screws | 215 | 4048962481471
440201 | 3285479 | Plug fischer SX Plus 6x30 K 30pcs | bx | 16,21 | Screws | 215 | 4048962481488
440219 |  | Plug assortment fischer DuoPower 6/8/10 132pcs | pkg | 32,45 | Screws | 215 | 4048962264937
439435 |  | General screw 4x40 stainless steel | pcs | 0,22 | Screws | 215
440067 | 3250102 | Chipboard screw fischer FPF II CTF 4x30 200/pac | bx | 12,50 | Screws | 215 | 4048962370133
440068 | 3250103 | Chipboard screw fischer FPF II CTF 4x40 200/pac | bx | 14,95 | Screws | 215 | 4048962370171
440069 | 3250104 | Chipboard screw fischer FPF II CTF 4x50 200/pac | bx | 16,95 | Screws | 215 | 4048962370201
440070 | 3250112 | Chipboard screw fischer FPF II CTF 5x40 200/pac | bx | 18,75 | Screws | 215 | 4048962372120
440071 |  | Chipboard screw fischer FPF II CT25P 5x70 200/pac | bx | 32,75 | Screws | 215 | 4048962372038
440072 | 3250105 | Chipboard screw fischer FPF II CTP 4x40 200/pac | bx | 15,95 | Screws | 215 | 4048962370287
440073 | 3250106 | Chipboard screw fischer FPF II CTP 4x50 200/pac | bx | 18,65 | Screws | 215 | 4048962370317
440074 | 3250034 | Chipboard screw fischer FPF II CTP 4x70 200/pac | bx | 25,75 | Screws | 215 | 4048962370379
440075 | 3250115 | Chipboard screw fischer FPF II CTP 5x60 100/pac | bx | 15,00 | Screws | 215 | 4048962372366
440076 | 3250116 | Chipboard screw fischer FPF II CTP 5x90 100/pac | bx | 21,75 | Screws | 215 | 4048962372427
440077 | 3250119 | Chipboard screw fischer FPF II CTP 6x100 100/pac | bx | 35,50 | Screws | 215 | 4048962373158
440078 | 3250035 | Chipboard screw fischer FPF II CTP 6x120 100/pac | bx | 42,50 | Screws | 215 | 4048962373189
440084 | 3250039 | Chipboard screw fischer FPF 4,5x50 A4 200/pac | bx | 59,00 | Screws | 215 | 4006209405635
440085 | 3250038 | Chipboard screw fischer FPF 4x40 A4 200/pac | bx | 37,50 | Screws | 215 | 4042205218893
440087 | 3250009 | Chipboard screw fischer FPF 4x40 A2 100/pac | bx | 17,85 | Screws | 215 | 4042205227710
440088 | 3250017 | Chipboard screw fischer FPF 5x40 A2 100/pac | bx | 24,95 | Screws | 215 | 4042205227819
440086 | 3250040 | Chipboard screw fischer FPF 5x60 A4 200/pac | bx | 79,00 | Screws | 215 | 4006209405666
440089 | 3250041 | Chipboard screw fischer FPF 5x80 A4 100/pac | bx | 55,00 | Screws | 215 | 4006209405680
440090 | 3250042 | Chipboard screw fischer FPF 6x100 A4 100/pac | bx | 85,00 | Screws | 215 | 4006209405697
440079 | 3250109 | Chipboard screw fischer FPF II PTF 4x30 200/pac | bx | 15,50 | Screws | 215 | 4048962370959
440080 | 3250110 | Chipboard screw fischer FPF II PTF 4x40 200/pac | bx | 17,69 | Screws | 215 | 4048962370973
440081 | 3250111 | Chipboard screw fischer FPF II PTF 4x50 200/pac | bx | 19,97 | Screws | 215 | 4048962370980
440082 | 3250117 | Chipboard screw fischer FPF II PTF 5x40 100/pac | bx | 14,85 | Screws | 215 | 4048962372960
440055 |  | Universal screw Fischer PowerFast II PTF 5x50 100/ | bx | 15,10 | Screws | 215
440083 | 3250120 | Chipboard screw fischer FPF II PTP 6x80 50/pac | bx | 18,25 | Screws | 215 | 4048962373929
439420 |  | General-purpose screw 4.2x32 (sheet metal screw) | pcs | 0,22 | Screws | 215
439425 |  | General-purpose screw 4.2x50 (sheet metal screw) | pcs | 0,34 | Screws | 215
439430 |  | General-purpose screw 4x30 zinc-plated | pcs | 0,11 | Screws | 215
439440 |  | General-purpose screw 4x40 zinc-plated | pcs | 0,22 | Screws | 215
440190 | 3254684 | Fischer Duopower 10x50 50kpl/ltk | bx | 22,50 | Screws | 215 | 4048962239867
440195 | 3285487 | Universal plug fischer DuoPower 10x80 25/pac | bx | 19,96 | Screws | 215 | 4048962262193
440191 | 3285176 | Universal plug fischer DuoPower 5x25 S K NV 18pcs | pkg | 8,30 | Screws | 215 | 4048962237054
440192 |  | Universal plug fischer DuoPower 6,8,10 SK NV 8pcs | pkg | 33,85 | Screws | 215 | 4048962246926
440188 | 3254682 | Fischer Duopower 6x30 100kpl/ltk | bx | 12,50 | Screws | 215 | 4048962239836
440193 | 3254271 | Universal plug fischer DuoPower 6x50 100/pac | bx | 23,19 | Screws | 215 | 4048962262070
440189 | 3254683 | Fischer Duopower 8x40 100kpl/ltk | bx | 20,75 | Screws | 215 | 4048962239850
440194 | 3285486 | Universal plug fischer DuoPower 8x65 50/pac | bx | 19,69 | Screws | 215 | 4048962262186
439575 |  | Hex bolt M16x140 acid-resistant | pcs | 16,45 | Screws | 215
440495 | 3250021 | Sheet metal screw Fischer FRS-HTB 4,2x13 200pcs | bx | 18,82 | Screws | 215 | 4048962414004
440496 |  | Sheet metal screw Fischer FRS-HTB 4,2x19 200pcs | bx | 22,12 | Screws | 215 | 4048962414028
440497 |  | Sheet metal screw Fischer FRS-HTB 4,8x19 200pcs | bx | 26,15 | Screws | 215 | 4048962414042
440498 |  | Sheet metal screw Fischer FRS-HTB 4,8x25 200pcs | bx | 27,17 | Screws | 215 | 4048962414059
440520 |  | HVAC-screw Fischer 6,3x40 100pcs hex head | bx | 17,50 | Screws | 215 | 4048962106176
440116 | 3248841 | HVAC-screw fischer 6,3x50 100/pac | bx | 19,95 | Screws | 215 | 4048962141771
440117 | 3248842 | HVAC-screw fischer 6,3x70 100/pac | bx | 24,50 | Screws | 215 | 4048962106169
437815 |  | Washer M8 stainless steel | pcs | 0,37 | Washers | 215
437820 |  | Washer M10 stainless steel | pcs | 0,55 | Washers | 215
437823 | 3247259 | Washer M12 stainless steel | pcs | 0,74 | Washers | 215
437825 |  | Washer M16 stainless steel | pcs | 0,91 | Washers | 215
437830 |  | Washer M20 stainless steel | pcs | 1,11 | Washers | 215
437845 | 3247110 | Washer M10 zinc-plated | pcs | 0,19 | Washers | 215
437850 | 3247112 | Washer M12 zinc-plated | pcs | 0,40 | Washers | 215
437855 | 3247116 | Washer M16 zinc-plated | pcs | 0,40 | Washers | 215
437835 | 3247106 | Washer M6 zinc-plated | pcs | 0,19 | Washers | 215
437840 | 3247108 | Washer M8 zinc-plated | pcs | 0,19 | Washers | 215
438420 |  | Washer plate M8 stainless steel | pcs | 0,91 | Washers | 215
438425 |  | Washer plate M10 stainless steel | pcs | 0,91 | Washers | 215
438427 | 3247579 | Washer plate M12 stainless steel | pcs | 1,11 | Washers | 215
438440 |  | Washer plate M10 zinc-plated | pcs | 0,19 | Washers | 215
438445 |  | Washer plate M12 zinc-plated | pcs | 0,57 | Washers | 215
438430 |  | Washer plate M6 zinc-plated | pcs | 0,19 | Washers | 215
438435 | 3247208 | Washer plate M8 zinc-plated | pcs | 0,19 | Washers | 215
438745 |  | Nail washer NA 60 / 900 pcs | bx | 107,20 | Washers | 215 | 6430050412104
440199 | 3254681 | Aircrete anchor fischer FPX M10-I Zn 25/pac | bx | 175,74 | Nail anchors | 215 | 4048962158373
440198 | 3254680 | Aircrete anchor fischer FPX M8-I Zn 25/pac | bx | 175,74 | Nail anchors | 215 | 4048962158366
440236 | 3254284 | Nylon toggle fischer DuoTec 10 20/pac | bx | 105,69 | Nail anchors | 215 | 4048962254099
438710 |  | Nail anchor 4.8x16mm / 250pcs | pkg | 41,34 | Nail anchors | 215
438715 |  | Nail anchor 4.8x20mm / 250pcs | pkg | 48,66 | Nail anchors | 215
438720 |  | Nail anchor 4.8x25mm / 250pcs | pkg | 48,66 | Nail anchors | 215
438725 |  | Nail anchor 4.8x30mm / 250pcs | pkg | 50,22 | Nail anchors | 215
438730 |  | Nail anchor 4.8x35mm / 250pcs | pkg | 59,10 | Nail anchors | 215
438735 |  | Nail anchor 4.8x40mm / 250pcs | pkg | 69,40 | Nail anchors | 215
438740 |  | Nail anchor 4.8x50mm / 250pcs | pkg | 91,93 | Nail anchors | 215
440234 | 3254662 | Aircrete anchor fischer FPX M10 I K NV 2pcs | pkg | 32,17 | Nail anchors | 215 | 4048962181876
440235 | 3254661 | Aircrete anchor fischer FPX M8 I K NV 2pcs | pkg | 32,15 | Nail anchors | 215 | 4048962181869
700130 |  | Steel rope 8 mm Zn 6x19+IWS | m | 3,89 | Steel cables and shackles | 230
440163 | 3252544 | Bolt anchor FBN II Zn 8-50/111 | bx | 59,75 | Wedge anchors | 215 | 4048962087642
440164 | 3252451 | Bolt anchor FBN II Zn 8-70/131 | bx | 29,75 | Wedge anchors | 215 | 4006209407776
440165 | 3252450 | Bolt anchor FBN II Zn 8-100/164 | bx | 34,50 | Wedge anchors | 215 | 4006209407837
440162 | 3252723 | Bolt anchor FBN II Zn 8-30/91 | bx | 57,35 | Wedge anchors | 215 | 4006209407004
440168 | 3252545 | Bolt anchor fischer FBN II 10x105 50/pac | bx | 68,55 | Wedge anchors | 215 | 4006209408544
440169 | 3252726 | Bolt anchor fischer FBN II 10x125 20/pac | bx | 30,50 | Wedge anchors | 215 | 4006209408551
440166 | 3252724 | Bolt anchor fischer FBN II 10x70 K 50/pac | bx | 66,83 | Wedge anchors | 215 | 4006209409466
440167 | 3252725 | Bolt anchor fischer FBN II 10x85 50/pac | bx | 63,95 | Wedge anchors | 215 | 4006209408278
440171 | 3252548 | Bolt anchor fischer FBN II 12x104 20/pac | bx | 32,90 | Wedge anchors | 215 | 4006209409503
440170 | 3252547 | Bolt anchor fischer FBN II 12x84 K 20/pac | bx | 45,77 | Wedge anchors | 215 | 4006209452721
440172 | 3252551 | Bolt anchor fischer FBN II 16x118 K 10/pac | bx | 29,24 | Wedge anchors | 215 | 4006209455715
440173 | 3252441 | Bolt anchor fischer FBN II 16x143 10/pac | bx | 36,04 | Wedge anchors | 215 | 4006209455647
440174 |  | Bolt anchor fischer FBN II 16x168 10/pac | bx | 47,85 | Wedge anchors | 215 | 4006209455654
440175 |  | Bolt anchor fischer FBN II 16x218 10/pac | bx | 57,95 | Wedge anchors | 215 | 4006209455678
440182 | 3252529 | Bolt anchor fischer FBN II 10x125 R A4 20/pac | bx | 84,95 | Wedge anchors | 215 | 4048962087444
440180 | 3252525 | Bolt anchor fischer FBN II 10x70 K R A4 50/pac | bx | 143,55 | Wedge anchors | 215 | 4048962091113
440181 | 3252526 | Bolt anchor fischer FBN II 10x85 R A4 50/pac | bx | 167,47 | Wedge anchors | 215 | 4048962087413
440183 | 3252533 | Bolt anchor fischer FBN II 12x114 R A4 20/pac | bx | 117,37 | Wedge anchors | 215 | 4048962087475
440184 |  | Bolt anchor fischer FBN II 16x128 R A4 10/pac | bx | 100,54 | Wedge anchors | 215 | 4048962087529
440185 |  | Bolt anchor fischer FBN II 16x143 R A4 10/pac | bx | 109,59 | Wedge anchors | 215 | 4048962087567
440186 |  | Bolt anchor fischer FBN II 16x168 R A4 10/pac | bx | 165,00 | Wedge anchors | 215 | 4048962087574
440187 |  | Bolt anchor fischer FBN II 20x187 R A4 10/pac | bx | 366,33 | Wedge anchors | 215 | 4048962087581
440179 | 3252524 | Bolt anchor fischer FBN II 8x110 R A4 50/pac | bx | 120,30 | Wedge anchors | 215 | 4048962087406
440176 | 3252521 | Bolt anchor fischer FBN II 8x55 K R A4 50/pac | bx | 91,94 | Wedge anchors | 215 | 4048962091106
440177 | 3252522 | Bolt anchor fischer FBN II 8x70 R A4 50/pac | bx | 110,75 | Wedge anchors | 215 | 4048962087383
440178 | 3252523 | Bolt anchor fischer FBN II 8x90 R A4 50/pac | bx | 109,54 | Wedge anchors | 215 | 4048962087390
440160 | 3252721 | Bolt anchor fischer FBN II 8x55 K 50/pac | bx | 52,95 | Wedge anchors | 215 | 4006209408063
440161 | 3252722 | Bolt anchor fischer FBN II 8x70 50/pac | bx | 54,45 | Wedge anchors | 215 | 4006209406649
438350 |  | Wedge anchor M8x50 stainless steel | pcs | 4,39 | Wedge anchors | 215
438355 |  | Wedge anchor M8x75 stainless steel | pcs | 5,88 | Wedge anchors | 215
438360 |  | Wedge anchor M10x60 stainless steel | pcs | 9,82 | Wedge anchors | 215
438380 | 3253023 | Wedge anchor M10x60 zinc-plated | pcs | 2,05 | Wedge anchors | 215
438370 | 3253013 | Wedge anchor M8x60 zinc-plated | pcs | 1,01 | Wedge anchors | 215
438375 | 3253014 | Wedge anchor M8x75 zinc-plated | pcs | 1,08 | Wedge anchors | 215
438385 |  | Wedge anchor M10x69 galvanized | bx | 15,71 | Wedge anchors | 215
438625 |  | Brass anchor M8 | pcs | 0,90 | Wedge anchors | 215
723765 |  | Load Strap 25 mm / 5 m / 1000 kg | pcs | 8,27 | Cargo straps | 220
723770 |  | Load Strap 35 mm / 6 m | pcs | 24,57 | Cargo straps | 220
723761 |  | Load Strap 35 mm / 6 m / 2500 kg stainless steel | pcs | 60,33 | Cargo straps | 220 | 6430061637824
723775 |  | Load Strap 50 mm / 10 m / 4 tons | pcs | 31,69 | Cargo straps | 220
724010 |  | Quick Lock Strap 1 m, 2 pcs/pack | bg | 4,20 | Cargo straps | 220
724030 |  | Quick Lock Strap 3 m, 2 pcs/pack | bg | 4,78 | Cargo straps | 220
724025 |  | Quick fastening belt 5m, 2 pcs/pack | bg | 8,29 | Cargo straps | 220
723760 |  | Load Strap 50 mm / 10 m / 3000 kg stainless steel | pcs | 80,82 | Cargo straps | 220
700080 |  | Rope reel 10 mm | kg | 34,30 | Other fasteners. | 230 | 6408586401008
700085 |  | Rope reel 12 mm | kg | 28,46 | Other fasteners. | 230 | 6408586401206
700095 |  | Rope reel 16 mm | kg | 27,54 | Other fasteners. | 230 | 6408586401602
700100 |  | Rope reel 18 mm | kg | 25,07 | Other fasteners. | 230 | 6408586401800
700060 |  | Rope reel 3 mm | kg | 49,45 | Other fasteners. | 230 | 6408586400308
700065 |  | Rope reel 4mm | kg | 40,29 | Other fasteners. | 230 | 6408586400407
700070 |  | Rope reel 6 mm | kg | 36,95 | Other fasteners. | 230 | 6408586400605
700075 |  | Rope reel 8 mm | kg | 32,08 | Other fasteners. | 230 | 6408586400803
440257 | 3254674 | Universal plug fischer FU 10x60 K NV 12pcs | pkg | 7,56 | Other fasteners. | 215 | 8590369454634
440256 | 3254673 | Universal plug fischer FU 8x50 K NV 12pcs | pkg | 8,62 | Other fasteners. | 215 | 8590369454627
438605 |  | Impact anchor M 10 galvanized | pcs | 1,46 | Other fasteners. | 215
438610 |  | Impact anchor M 12 galvanized | pcs | 1,90 | Other fasteners. | 215
438615 |  | Impact anchor M 16 galvanized | pcs | 2,04 | Other fasteners. | 215
438590 |  | Impact anchor M 6 galvanized | pcs | 0,41 | Other fasteners. | 215
438825 |  | PFG anchor M 10 open hook | pcs | 5,15 | Other fasteners. | 215
438835 |  | PFG anchor M 16 open hook | pcs | 19,70 | Other fasteners. | 215
438815 |  | PFG anchor M 6 open hook | pcs | 3,09 | Other fasteners. | 215
438820 |  | PFG anchor M 8 open hook | pcs | 3,87 | Other fasteners. | 215
438850 |  | PFG anchor M 10 closed loop | pcs | 5,67 | Other fasteners. | 215
438840 |  | PFG anchor M 6 closed loop | pcs | 3,09 | Other fasteners. | 215
438845 |  | PFG anchor M 8 closed loop | pcs | 5,03 | Other fasteners. | 215
700125 |  | Package twine 1 kg/rll/900 m | kg | 32,67 | Other fasteners. | 230
439955 | 1966101 | Bolt set flange joints DN150-200 | ser | 129,00 | Other fasteners. | 215 | 6430050416348
439953 |  | Bolt set flange joints DN150-200 M20x70mm | pcs | 115,00 | Other fasteners. | 215
439960 | 1966102 | Bolt set flange joints DN250-300 | ser | 167,00 | Other fasteners. | 215 | 6430050416355
439950 | 1966100 | Bolt set flange joints DN80-125 | ser | 80,83 | Other fasteners. | 215 | 6430050416331
700135 |  | Steel wire lock 10 mm Zn | pcs | 0,62 | Other fasteners. | 230
700140 |  | Steel wire lock 13 mm Zn | pcs | 1,04 | Other fasteners. | 230
700145 |  | Steel wire lock 16 mm Zn | pcs | 1,66 | Other fasteners. | 230
700150 |  | Steel wire lock 19 mm Zn | pcs | 1,98 | Other fasteners. | 230
723995 |  | Steel wire black 16 mm 50 kg | rl | 206,75 | Other fasteners. | 220
724000 |  | Steel wire black 19 mm 50 kg | rl | 206,75 | Other fasteners. | 220
723990 |  | Steel strapping trolley | pcs | 437,50 | Other fasteners. | 220
723985 |  | Steel strapping tool ST-ECO | pcs | 730,15 | Other fasteners. | 220
439255 |  | "Tespa lock RS112 1/2"" (100 pcs)" | pkg | 50,29 | Other fasteners. | 215
439250 |  | "Tespa lock RS114 1/4"" (100 pcs)" | pkg | 33,56 | Other fasteners. | 215
439865 |  | "Tespa lock RS134 3/4"" (100 pcs)" | pkg | 67,12 | Other fasteners. | 215
439365 |  | Pop rivet 3,2x8 mm Al/St (1000 pcs) | bx | 12,24 | Other fasteners. | 215
439375 |  | Pop rivet 3,2x8,0 steel 1000 pcs/pack | bx | 34,78 | Other fasteners. | 215
701205 | 3267526 | SOUDAL - Soudafix VE400-SF | pcs | 23,28 | Chemical fasteners | 235 | 5411183114197
440242 |  | Threaded rod fischer RG M10x130 R A4 10/pac | bx | 49,78 | Chemical fasteners | 215 | 4006209502648
440243 |  | Threaded rod fischer RG M12x160 R A4 10/pac | bx | 87,59 | Chemical fasteners | 215 | 4006209502655
440244 |  | Threaded rod fischer RG M16x190 R A4 10/pac | bx | 170,00 | Chemical fasteners | 215 | 4006209502662
440241 |  | Threaded rod fischer RG M8x110 R A4 10/pac | bx | 37,30 | Chemical fasteners | 215 | 4006209502631
440238 |  | Threaded rod fischer RG M10x130 5.8 Zn 10/pac | bx | 29,89 | Chemical fasteners | 215 | 4006209502570
440239 |  | Threaded rod fischer RG M12x160 5.8 Zn 10/pac | bx | 38,98 | Chemical fasteners | 215 | 4006209502587
440240 |  | Threaded rod fischer RG M16x190 5.8 Zn 10/pac | bx | 67,56 | Chemical fasteners | 215 | 4006209502594
440237 |  | Threaded rod fischer RG M8x110 5.8 Zn 10/pac | bx | 24,49 | Chemical fasteners | 215 | 4006209502563
440249 | 3267481 | Injection mortar fischer FIS V Plus 300 T 1pcs | pcs | 26,92 | Chemical fasteners | 215 | 4048962493320
440250 | 3267476 | Injection mortar fischer FIS V Zero 300 T 1pcs | pcs | 45,75 | Chemical fasteners | 215 | 4048962439724
440251 | 3267482 | Injection mortar fischer FIS VW Plus 300 T 1pcs | pcs | 26,92 | Chemical fasteners | 215 | 4048962452648
440252 | 3267483 | Express cement fischer 1pcs | pcs | 19,98 | Chemical fasteners | 215 | 4048962147506
440246 |  | Resin capsule fischer RM II 10 10/pac | bx | 29,87 | Chemical fasteners | 215 | 4048962271768
440247 |  | Resin capsule fischer RM II 12 10/pac | bx | 32,36 | Chemical fasteners | 215 | 4048962271775
440248 |  | Resin capsule fischer RM II 16 10/pac | bx | 44,05 | Chemical fasteners | 215 | 4048962271799
440245 |  | Resin capsule fischer RM II 8 10/pac | bx | 28,24 | Chemical fasteners | 215 | 4048962271751
726105 |  | Dispenser Fischer FIS DM S Pro | pcs | 37,48 | Chemical fasteners | 220 | 4048962452440
726110 |  | Battery dispenser Fischer FIS DB S Pro | pcs | 675,00 | Chemical fasteners | 220 | 4048962455120
726075 | 3267794 | JOINTS - Firestop caulking gun 380ml 2K | pcs | 68,84 | Chemical fasteners | 220 | 6430011306428
726070 | 3268707 | HEAVY DUTY SKELETON GUN | pcs | 33,27 | Chemical fasteners | 220 | 5411183009462
726065 |  | Professional Sealant Gun Blister | pcs | 19,51 | Chemical fasteners | 220 | 5411183089501
726115 | 7043017 | Blow-out pump Fischer AB G red 1pcs | pcs | 49,95 | Chemical fasteners | 220 | 4048962481167
726100 |  | Cleaning and fastering kit Fischer FIS CC | pcs | 450,00 | Chemical fasteners | 220 | 4048962476828